## Instructions & Notes
BROWN UNIVERSITY FACILITIES MANAGEMENT BUILDING INPUT DATA FORM
Overview: The goal of this process is to form an inventory of all assets, systems and components in a facility which require maintenance, calibration or inspection based on set intervals or system readings. Method: Brown U. utilizes an asset classification system comprised of Keywords (grouping) & Types (specifics in a group). The Keyword & Type listing will outline for the user those assets which should be included in this inventory. Submission & Review: This form must be filled out and returned electronically too: Michael_Lopes@Brown.edu For further questions or inquires please call: (401-863-6198) or (401-863-6591) and a Preventive Maintenance Coordinator will assist you. The enclosed information will be evaluated for completeness. Missing data will be noted and the entire sheet returned for corrections and re-submission.-
Equipment Installations |  | Fill out the New Equipment form as described in the instructions.
Equipment Removals |  | Fill out the Retired Equipment form. Equipment taken out of service or removed should be noted by entering the barcode ID of that asset on the sheet. Alternatively, a full building equipment list can be provided for mark-up. To request one email Michael_Lopes@brown.edu.
Notes & Tips: -Review the "Keyword & Type" reference tab prior to beginning, it outlines the items which should be included on the list. -The first 2 lines of the worksheet contain example data entries. -Worksheet fields are color codded, representing different types of information. -This worksheet populates hidden, codified information as it is filled out. It has been protected to maintain data integrity. -For duplicate entries, utilize the fill function or copy-by-cell. (i.e. Do not copy entire rows/columns)
DATA ENTRY | COLOR-KEY | DESCRIPTION
Indicates required fields
Indicates required fields with predefined or "pick-list" value entries. (See references for more info on these values)
Indicates equipment specification fields
REFERENCE INFORMATION | SPREADSHEET TAB | DESCRIPTION
| "Keyword & Type ref" tab | Full listing and descriptions of "Keywords" (equipment groupings) and "Equipment Types" (specific equipment in that grouping).
| "MRF_List ref" tab | Full listing and descriptions of known manufacturers. (Additional entries can be made)
| "Active-Bldg List ref" tab | Full listing and descriptions of all Brown University buildings. (Includes addresses, sqft, status, etc.)
| "Status ref" tab | Full listing and descriptions of asset Status'

## NEW EQUIPMENT
Building Portfolio | Building Site | Building ID | Building Abbr | Keyword | EQ_Type | Condition (at assessment) | Criticality | EQ_Group | Nomenclature | len | MFR | EQ_ID | No. | Parent EQ_ID | Old EQ_ID (If Existing) | Assessment Date | Building Name | Floor | Room | Equipment Group/Keyword | Equipment Type | In-Field Reference Name/Nomenclature | Area Serviced (Bldg/Floor/Wing/Room) | Field Notes | Manufacturer | Mfr Model No | Mfr Serial No | Mfr Part No/Date/Code | Acquisition Date | Acquisition Vendor | Acquisition Comments | Warranty Vendor | Warranty Expiration Date | Warranty Usage Expiration | Warranty Comments | Current Replacement Cost | Spec (FILTERS) | Spec (BELTs) | Spec (MOTOR) | Spec (REFRIGERANT) | Spec (MECH COUPLINGS & SEALS) | Spec (COOLING CAPCITY/TONS) | Spec (HEATING CAPACITY/ BTU/Hr) | Spec (HP) | Spec (CFM) | Spec (OTHER)
ADMIN/SUPPORT | MAIN | 100182 | UHALL | #N/A | #N/A | VERYGOOD | #N/A | #N/A | #N/A | #N/A | HAWS-P | #N/A | 001 |  |  | Example Only: | UNIVERSITY HALL | 0 | 001 | AIR HANDLING UNIT | AIR HANDLER, HVAC > 30K CFM | AHU-1 | 1st & 2nd floor | UNIT INCLUDES ENERGY RECOVERY WHEEL | HAW'S PRODUCTS | CP7.55XAXCHXXSXX | 472010C08248-04 | MFR DATE: 11/15/2010 | 2015-01-10 | -VENDOR- |  | -VENDOR- | 2018-01-10 |  | 3 YEARS PARTS ONLY | $$ | EXAMPLE: FILTERS: PRE: [X6] MERV8 24X12X4, [X6] MERV8 24X24X4 AIR GUARD [DP 4-40 MAX] FINAL: [X3] MERV14 24X24X12 METAL CASE SYNTHETIC RIGID CELL WITH HEADER (16443FS), [X3] MERV14 24X12X12 METAL CASE SYNTHETIC RIGID CELL WITH HEADER (16440FS). |  | FORMAT: MOTOR: MAKE, MODEL#/CAT#/SPEC# or TYPE:, SN#, HP:, RPM:, PH:, VOLTS:, AMPS:, PF:, DUTY CYCLE, FRAME:, ENCL:, INSUL CLASS:, NEMA RATING:, WEIGHT: | R410A, 4.2LBS |  |  |  |  | 7500 CFM
ADMIN/SUPPORT | MAIN | 100182 | UHALL | INCLUDE ON PARENT ASSET SPEC INFO | #N/A | VERYGOOD | #N/A | #N/A | #N/A | #N/A | GREENHECK | #N/A | 003 |  |  | Example Only: | UNIVERSITY HALL | 0 | 001 | FAN | FAN, EXHAUST, BELT | EF-3 | 1st floor commons | GREASE FITTING ON MOTOR -OR- MOTOR HAS SEALED BEARING | GREENHECK | 22-QEP-4-60-11 | 12265563 1011 |  | 2015-01-10 | -VENDOR- |  | -VENDOR- | 2016-01-10 |  | 1 Year Manufacturer's Warranty for Defects | $$ |  | [X1] 4L490 (A47) | EXAMPLE: MOTOR: BALDOR RELIANCE CAT#VM3111, SPEC#34F12-255, SN#W1111161326, HP:3/4, RPM:3450, PH:3, VOLTS:230/460, AMPS:2.6/1.3, PF:73, DUTY CYCLE:, FRAME:56C, ENCL:OPEN, INSUL CLASS:B, NEMA RATING:40C AMB-CONT |  | A33 |  |  | 15
#N/A | #N/A | #N/A | #N/A | #N/A | #N/A |  | #N/A | #N/A | #N/A | #N/A | #N/A | #N/A
#N/A | #N/A | #N/A | #N/A | #N/A | #N/A |  | #N/A | #N/A | #N/A | #N/A | #N/A | #N/A
#N/A | #N/A | #N/A | #N/A | #N/A | #N/A |  | #N/A | #N/A | #N/A | #N/A | #N/A | #N/A
#N/A | #N/A | #N/A | #N/A | #N/A | #N/A |  | #N/A | #N/A | #N/A | #N/A | #N/A | #N/A
#N/A | #N/A | #N/A | #N/A | #N/A | #N/A |  | #N/A | #N/A | #N/A | #N/A | #N/A | #N/A
#N/A | #N/A | #N/A | #N/A | #N/A | #N/A |  | #N/A | #N/A | #N/A | #N/A | #N/A | #N/A
#N/A | #N/A | #N/A | #N/A | #N/A | #N/A |  | #N/A | #N/A | #N/A | #N/A | #N/A | #N/A
#N/A | #N/A | #N/A | #N/A | #N/A | #N/A |  | #N/A | #N/A | #N/A | #N/A | #N/A | #N/A
#N/A | #N/A | #N/A | #N/A | #N/A | #N/A |  | #N/A | #N/A | #N/A | #N/A | #N/A | #N/A
#N/A | #N/A | #N/A | #N/A | #N/A | #N/A |  | #N/A | #N/A | #N/A | #N/A | #N/A | #N/A
#N/A | #N/A | #N/A | #N/A | #N/A | #N/A |  | #N/A | #N/A | #N/A | #N/A | #N/A | #N/A
#N/A | #N/A | #N/A | #N/A | #N/A | #N/A |  | #N/A | #N/A | #N/A | #N/A | #N/A | #N/A
#N/A | #N/A | #N/A | #N/A | #N/A | #N/A |  | #N/A | #N/A | #N/A | #N/A | #N/A | #N/A
#N/A | #N/A | #N/A | #N/A | #N/A | #N/A |  | #N/A | #N/A | #N/A | #N/A | #N/A | #N/A
#N/A | #N/A | #N/A | #N/A | #N/A | #N/A |  | #N/A | #N/A | #N/A | #N/A | #N/A | #N/A
#N/A | #N/A | #N/A | #N/A | #N/A | #N/A |  | #N/A | #N/A | #N/A | #N/A | #N/A | #N/A
#N/A | #N/A | #N/A | #N/A | #N/A | #N/A |  | #N/A | #N/A | #N/A | #N/A | #N/A | #N/A
#N/A | #N/A | #N/A | #N/A | #N/A | #N/A |  | #N/A | #N/A | #N/A | #N/A | #N/A | #N/A
#N/A | #N/A | #N/A | #N/A | #N/A | #N/A |  | #N/A | #N/A | #N/A | #N/A | #N/A | #N/A
#N/A | #N/A | #N/A | #N/A | #N/A | #N/A |  | #N/A | #N/A | #N/A | #N/A | #N/A | #N/A
#N/A | #N/A | #N/A | #N/A | #N/A | #N/A |  | #N/A | #N/A | #N/A | #N/A | #N/A | #N/A
#N/A | #N/A | #N/A | #N/A | #N/A | #N/A |  | #N/A | #N/A | #N/A | #N/A | #N/A | #N/A
#N/A | #N/A | #N/A | #N/A | #N/A | #N/A |  | #N/A | #N/A | #N/A | #N/A | #N/A | #N/A
#N/A | #N/A | #N/A | #N/A | #N/A | #N/A |  | #N/A | #N/A | #N/A | #N/A | #N/A | #N/A
#N/A | #N/A | #N/A | #N/A | #N/A | #N/A |  | #N/A | #N/A | #N/A | #N/A | #N/A | #N/A
#N/A | #N/A | #N/A | #N/A | #N/A | #N/A |  | #N/A | #N/A | #N/A | #N/A | #N/A | #N/A
#N/A | #N/A | #N/A | #N/A | #N/A | #N/A |  | #N/A | #N/A | #N/A | #N/A | #N/A | #N/A
#N/A | #N/A | #N/A | #N/A | #N/A | #N/A |  | #N/A | #N/A | #N/A | #N/A | #N/A | #N/A
#N/A | #N/A | #N/A | #N/A | #N/A | #N/A |  | #N/A | #N/A | #N/A | #N/A | #N/A | #N/A
#N/A | #N/A | #N/A | #N/A | #N/A | #N/A |  | #N/A | #N/A | #N/A | #N/A | #N/A | #N/A
#N/A | #N/A | #N/A | #N/A | #N/A | #N/A |  | #N/A | #N/A | #N/A | #N/A | #N/A | #N/A
#N/A | #N/A | #N/A | #N/A | #N/A | #N/A |  | #N/A | #N/A | #N/A | #N/A | #N/A | #N/A
#N/A | #N/A | #N/A | #N/A | #N/A | #N/A |  | #N/A | #N/A | #N/A | #N/A | #N/A | #N/A
#N/A | #N/A | #N/A | #N/A | #N/A | #N/A |  | #N/A | #N/A | #N/A | #N/A | #N/A | #N/A
#N/A | #N/A | #N/A | #N/A | #N/A | #N/A |  | #N/A | #N/A | #N/A | #N/A | #N/A | #N/A
#N/A | #N/A | #N/A | #N/A | #N/A | #N/A |  | #N/A | #N/A | #N/A | #N/A | #N/A | #N/A
#N/A | #N/A | #N/A | #N/A | #N/A | #N/A |  | #N/A | #N/A | #N/A | #N/A | #N/A | #N/A
#N/A | #N/A | #N/A | #N/A | #N/A | #N/A |  | #N/A | #N/A | #N/A | #N/A | #N/A | #N/A
#N/A | #N/A | #N/A | #N/A | #N/A | #N/A |  | #N/A | #N/A | #N/A | #N/A | #N/A | #N/A
#N/A | #N/A | #N/A | #N/A | #N/A | #N/A |  | #N/A | #N/A | #N/A | #N/A | #N/A | #N/A
#N/A | #N/A | #N/A | #N/A | #N/A | #N/A |  | #N/A | #N/A | #N/A | #N/A | #N/A | #N/A
#N/A | #N/A | #N/A | #N/A | #N/A | #N/A |  | #N/A | #N/A | #N/A | #N/A | #N/A | #N/A
#N/A | #N/A | #N/A | #N/A | #N/A | #N/A |  | #N/A | #N/A | #N/A | #N/A | #N/A | #N/A
#N/A | #N/A | #N/A | #N/A | #N/A | #N/A |  | #N/A | #N/A | #N/A | #N/A | #N/A | #N/A
#N/A | #N/A | #N/A | #N/A | #N/A | #N/A |  | #N/A | #N/A | #N/A | #N/A | #N/A | #N/A
#N/A | #N/A | #N/A | #N/A | #N/A | #N/A |  | #N/A | #N/A | #N/A | #N/A | #N/A | #N/A
#N/A | #N/A | #N/A | #N/A | #N/A | #N/A |  | #N/A | #N/A | #N/A | #N/A | #N/A | #N/A
#N/A | #N/A | #N/A | #N/A | #N/A | #N/A |  | #N/A | #N/A | #N/A | #N/A | #N/A | #N/A
#N/A | #N/A | #N/A | #N/A | #N/A | #N/A |  | #N/A | #N/A | #N/A | #N/A | #N/A | #N/A
#N/A | #N/A | #N/A | #N/A | #N/A | #N/A |  | #N/A | #N/A | #N/A | #N/A | #N/A | #N/A
#N/A | #N/A | #N/A | #N/A | #N/A | #N/A |  | #N/A | #N/A | #N/A | #N/A | #N/A | #N/A
#N/A | #N/A | #N/A | #N/A | #N/A | #N/A |  | #N/A | #N/A | #N/A | #N/A | #N/A | #N/A
#N/A | #N/A | #N/A | #N/A | #N/A | #N/A |  | #N/A | #N/A | #N/A | #N/A | #N/A | #N/A
#N/A | #N/A | #N/A | #N/A | #N/A | #N/A |  | #N/A | #N/A | #N/A | #N/A | #N/A | #N/A
#N/A | #N/A | #N/A | #N/A | #N/A | #N/A |  | #N/A | #N/A | #N/A | #N/A | #N/A | #N/A
#N/A | #N/A | #N/A | #N/A | #N/A | #N/A |  | #N/A | #N/A | #N/A | #N/A | #N/A | #N/A
#N/A | #N/A | #N/A | #N/A | #N/A | #N/A |  | #N/A | #N/A | #N/A | #N/A | #N/A | #N/A
#N/A | #N/A | #N/A | #N/A | #N/A | #N/A |  | #N/A | #N/A | #N/A | #N/A | #N/A | #N/A
#N/A | #N/A | #N/A | #N/A | #N/A | #N/A |  | #N/A | #N/A | #N/A | #N/A | #N/A | #N/A
#N/A | #N/A | #N/A | #N/A | #N/A | #N/A |  | #N/A | #N/A | #N/A | #N/A | #N/A | #N/A
#N/A | #N/A | #N/A | #N/A | #N/A | #N/A |  | #N/A | #N/A | #N/A | #N/A | #N/A | #N/A
#N/A | #N/A | #N/A | #N/A | #N/A | #N/A |  | #N/A | #N/A | #N/A | #N/A | #N/A | #N/A
#N/A | #N/A | #N/A | #N/A | #N/A | #N/A |  | #N/A | #N/A | #N/A | #N/A | #N/A | #N/A
#N/A | #N/A | #N/A | #N/A | #N/A | #N/A |  | #N/A | #N/A | #N/A | #N/A | #N/A | #N/A
#N/A | #N/A | #N/A | #N/A | #N/A | #N/A |  | #N/A | #N/A | #N/A | #N/A | #N/A | #N/A
#N/A | #N/A | #N/A | #N/A | #N/A | #N/A |  | #N/A | #N/A | #N/A | #N/A | #N/A | #N/A
#N/A | #N/A | #N/A | #N/A | #N/A | #N/A |  | #N/A | #N/A | #N/A | #N/A | #N/A | #N/A
#N/A | #N/A | #N/A | #N/A | #N/A | #N/A |  | #N/A | #N/A | #N/A | #N/A | #N/A | #N/A
#N/A | #N/A | #N/A | #N/A | #N/A | #N/A |  | #N/A | #N/A | #N/A | #N/A | #N/A | #N/A
#N/A | #N/A | #N/A | #N/A | #N/A | #N/A |  | #N/A | #N/A | #N/A | #N/A | #N/A | #N/A
#N/A | #N/A | #N/A | #N/A | #N/A | #N/A |  | #N/A | #N/A | #N/A | #N/A | #N/A | #N/A
#N/A | #N/A | #N/A | #N/A | #N/A | #N/A |  | #N/A | #N/A | #N/A | #N/A | #N/A | #N/A
#N/A | #N/A | #N/A | #N/A | #N/A | #N/A |  | #N/A | #N/A | #N/A | #N/A | #N/A | #N/A
#N/A | #N/A | #N/A | #N/A | #N/A | #N/A |  | #N/A | #N/A | #N/A | #N/A | #N/A | #N/A
#N/A | #N/A | #N/A | #N/A | #N/A | #N/A |  | #N/A | #N/A | #N/A | #N/A | #N/A | #N/A
#N/A | #N/A | #N/A | #N/A | #N/A | #N/A |  | #N/A | #N/A | #N/A | #N/A | #N/A | #N/A
#N/A | #N/A | #N/A | #N/A | #N/A | #N/A |  | #N/A | #N/A | #N/A | #N/A | #N/A | #N/A
#N/A | #N/A | #N/A | #N/A | #N/A | #N/A |  | #N/A | #N/A | #N/A | #N/A | #N/A | #N/A
#N/A | #N/A | #N/A | #N/A | #N/A | #N/A |  | #N/A | #N/A | #N/A | #N/A | #N/A | #N/A
#N/A | #N/A | #N/A | #N/A | #N/A | #N/A |  | #N/A | #N/A | #N/A | #N/A | #N/A | #N/A
#N/A | #N/A | #N/A | #N/A | #N/A | #N/A |  | #N/A | #N/A | #N/A | #N/A | #N/A | #N/A
#N/A | #N/A | #N/A | #N/A | #N/A | #N/A |  | #N/A | #N/A | #N/A | #N/A | #N/A | #N/A
#N/A | #N/A | #N/A | #N/A | #N/A | #N/A |  | #N/A | #N/A | #N/A | #N/A | #N/A | #N/A
#N/A | #N/A | #N/A | #N/A | #N/A | #N/A |  | #N/A | #N/A | #N/A | #N/A | #N/A | #N/A
#N/A | #N/A | #N/A | #N/A | #N/A | #N/A |  | #N/A | #N/A | #N/A | #N/A | #N/A | #N/A
#N/A | #N/A | #N/A | #N/A | #N/A | #N/A |  | #N/A | #N/A | #N/A | #N/A | #N/A | #N/A
#N/A | #N/A | #N/A | #N/A | #N/A | #N/A |  | #N/A | #N/A | #N/A | #N/A | #N/A | #N/A
#N/A | #N/A | #N/A | #N/A | #N/A | #N/A |  | #N/A | #N/A | #N/A | #N/A | #N/A | #N/A
#N/A | #N/A | #N/A | #N/A | #N/A | #N/A |  | #N/A | #N/A | #N/A | #N/A | #N/A | #N/A
#N/A | #N/A | #N/A | #N/A | #N/A | #N/A |  | #N/A | #N/A | #N/A | #N/A | #N/A | #N/A
#N/A | #N/A | #N/A | #N/A | #N/A | #N/A |  | #N/A | #N/A | #N/A | #N/A | #N/A | #N/A
#N/A | #N/A | #N/A | #N/A | #N/A | #N/A |  | #N/A | #N/A | #N/A | #N/A | #N/A | #N/A
#N/A | #N/A | #N/A | #N/A | #N/A | #N/A |  | #N/A | #N/A | #N/A | #N/A | #N/A | #N/A
#N/A | #N/A | #N/A | #N/A | #N/A | #N/A |  | #N/A | #N/A | #N/A | #N/A | #N/A | #N/A
#N/A | #N/A | #N/A | #N/A | #N/A | #N/A |  | #N/A | #N/A | #N/A | #N/A | #N/A | #N/A
#N/A | #N/A | #N/A | #N/A | #N/A | #N/A |  | #N/A | #N/A | #N/A | #N/A | #N/A | #N/A
#N/A | #N/A | #N/A | #N/A | #N/A | #N/A |  | #N/A | #N/A | #N/A | #N/A | #N/A | #N/A
#N/A | #N/A | #N/A | #N/A | #N/A | #N/A |  | #N/A | #N/A | #N/A | #N/A | #N/A | #N/A
#N/A | #N/A | #N/A | #N/A | #N/A | #N/A |  | #N/A | #N/A | #N/A | #N/A | #N/A | #N/A
#N/A | #N/A | #N/A | #N/A | #N/A | #N/A |  | #N/A | #N/A | #N/A | #N/A | #N/A | #N/A
#N/A | #N/A | #N/A | #N/A | #N/A | #N/A |  | #N/A | #N/A | #N/A | #N/A | #N/A | #N/A
#N/A | #N/A | #N/A | #N/A | #N/A | #N/A |  | #N/A | #N/A | #N/A | #N/A | #N/A | #N/A
#N/A | #N/A | #N/A | #N/A | #N/A | #N/A |  | #N/A | #N/A | #N/A | #N/A | #N/A | #N/A
#N/A | #N/A | #N/A | #N/A | #N/A | #N/A |  | #N/A | #N/A | #N/A | #N/A | #N/A | #N/A
#N/A | #N/A | #N/A | #N/A | #N/A | #N/A |  | #N/A | #N/A | #N/A | #N/A | #N/A | #N/A
#N/A | #N/A | #N/A | #N/A | #N/A | #N/A |  | #N/A | #N/A | #N/A | #N/A | #N/A | #N/A
#N/A | #N/A | #N/A | #N/A | #N/A | #N/A |  | #N/A | #N/A | #N/A | #N/A | #N/A | #N/A
#N/A | #N/A | #N/A | #N/A | #N/A | #N/A |  | #N/A | #N/A | #N/A | #N/A | #N/A | #N/A
#N/A | #N/A | #N/A | #N/A | #N/A | #N/A |  | #N/A | #N/A | #N/A | #N/A | #N/A | #N/A
#N/A | #N/A | #N/A | #N/A | #N/A | #N/A |  | #N/A | #N/A | #N/A | #N/A | #N/A | #N/A
#N/A | #N/A | #N/A | #N/A | #N/A | #N/A |  | #N/A | #N/A | #N/A | #N/A | #N/A | #N/A
#N/A | #N/A | #N/A | #N/A | #N/A | #N/A |  | #N/A | #N/A | #N/A | #N/A | #N/A | #N/A
#N/A | #N/A | #N/A | #N/A | #N/A | #N/A |  | #N/A | #N/A | #N/A | #N/A | #N/A | #N/A
#N/A | #N/A | #N/A | #N/A | #N/A | #N/A |  | #N/A | #N/A | #N/A | #N/A | #N/A | #N/A
#N/A | #N/A | #N/A | #N/A | #N/A | #N/A |  | #N/A | #N/A | #N/A | #N/A | #N/A | #N/A
#N/A | #N/A | #N/A | #N/A | #N/A | #N/A |  | #N/A | #N/A | #N/A | #N/A | #N/A | #N/A
#N/A | #N/A | #N/A | #N/A | #N/A | #N/A |  | #N/A | #N/A | #N/A | #N/A | #N/A | #N/A
#N/A | #N/A | #N/A | #N/A | #N/A | #N/A |  | #N/A | #N/A | #N/A | #N/A | #N/A | #N/A
#N/A | #N/A | #N/A | #N/A | #N/A | #N/A |  | #N/A | #N/A | #N/A | #N/A | #N/A | #N/A
#N/A | #N/A | #N/A | #N/A | #N/A | #N/A |  | #N/A | #N/A | #N/A | #N/A | #N/A | #N/A
#N/A | #N/A | #N/A | #N/A | #N/A | #N/A |  | #N/A | #N/A | #N/A | #N/A | #N/A | #N/A
#N/A | #N/A | #N/A | #N/A | #N/A | #N/A |  | #N/A | #N/A | #N/A | #N/A | #N/A | #N/A
#N/A | #N/A | #N/A | #N/A | #N/A | #N/A |  | #N/A | #N/A | #N/A | #N/A | #N/A | #N/A
#N/A | #N/A | #N/A | #N/A | #N/A | #N/A |  | #N/A | #N/A | #N/A | #N/A | #N/A | #N/A
#N/A | #N/A | #N/A | #N/A | #N/A | #N/A |  | #N/A | #N/A | #N/A | #N/A | #N/A | #N/A
#N/A | #N/A | #N/A | #N/A | #N/A | #N/A |  | #N/A | #N/A | #N/A | #N/A | #N/A | #N/A
#N/A | #N/A | #N/A | #N/A | #N/A | #N/A |  | #N/A | #N/A | #N/A | #N/A | #N/A | #N/A
#N/A | #N/A | #N/A | #N/A | #N/A | #N/A |  | #N/A | #N/A | #N/A | #N/A | #N/A | #N/A
#N/A | #N/A | #N/A | #N/A | #N/A | #N/A |  | #N/A | #N/A | #N/A | #N/A | #N/A | #N/A
#N/A | #N/A | #N/A | #N/A | #N/A | #N/A |  | #N/A | #N/A | #N/A | #N/A | #N/A | #N/A
#N/A | #N/A | #N/A | #N/A | #N/A | #N/A |  | #N/A | #N/A | #N/A | #N/A | #N/A | #N/A
#N/A | #N/A | #N/A | #N/A | #N/A | #N/A |  | #N/A | #N/A | #N/A | #N/A | #N/A | #N/A
#N/A | #N/A | #N/A | #N/A | #N/A | #N/A |  | #N/A | #N/A | #N/A | #N/A | #N/A | #N/A
#N/A | #N/A | #N/A | #N/A | #N/A | #N/A |  | #N/A | #N/A | #N/A | #N/A | #N/A | #N/A
#N/A | #N/A | #N/A | #N/A | #N/A | #N/A |  | #N/A | #N/A | #N/A | #N/A | #N/A | #N/A
#N/A | #N/A | #N/A | #N/A | #N/A | #N/A |  | #N/A | #N/A | #N/A | #N/A | #N/A | #N/A
#N/A | #N/A | #N/A | #N/A | #N/A | #N/A |  | #N/A | #N/A | #N/A | #N/A | #N/A | #N/A
#N/A | #N/A | #N/A | #N/A | #N/A | #N/A |  | #N/A | #N/A | #N/A | #N/A | #N/A | #N/A
#N/A | #N/A | #N/A | #N/A | #N/A | #N/A |  | #N/A | #N/A | #N/A | #N/A | #N/A | #N/A
#N/A | #N/A | #N/A | #N/A | #N/A | #N/A |  | #N/A | #N/A | #N/A | #N/A | #N/A | #N/A
#N/A | #N/A | #N/A | #N/A | #N/A | #N/A |  | #N/A | #N/A | #N/A | #N/A | #N/A | #N/A
#N/A | #N/A | #N/A | #N/A | #N/A | #N/A |  | #N/A | #N/A | #N/A | #N/A | #N/A | #N/A
#N/A | #N/A | #N/A | #N/A | #N/A | #N/A |  | #N/A | #N/A | #N/A | #N/A | #N/A | #N/A
#N/A | #N/A | #N/A | #N/A | #N/A | #N/A |  | #N/A | #N/A | #N/A | #N/A | #N/A | #N/A
#N/A | #N/A | #N/A | #N/A | #N/A | #N/A |  | #N/A | #N/A | #N/A | #N/A | #N/A | #N/A
#N/A | #N/A | #N/A | #N/A | #N/A | #N/A |  | #N/A | #N/A | #N/A | #N/A | #N/A | #N/A
#N/A | #N/A | #N/A | #N/A | #N/A | #N/A |  | #N/A | #N/A | #N/A | #N/A | #N/A | #N/A
#N/A | #N/A | #N/A | #N/A | #N/A | #N/A |  | #N/A | #N/A | #N/A | #N/A | #N/A | #N/A
#N/A | #N/A | #N/A | #N/A | #N/A | #N/A |  | #N/A | #N/A | #N/A | #N/A | #N/A | #N/A
#N/A | #N/A | #N/A | #N/A | #N/A | #N/A |  | #N/A | #N/A | #N/A | #N/A | #N/A | #N/A
#N/A | #N/A | #N/A | #N/A | #N/A | #N/A |  | #N/A | #N/A | #N/A | #N/A | #N/A | #N/A
#N/A | #N/A | #N/A | #N/A | #N/A | #N/A |  | #N/A | #N/A | #N/A | #N/A | #N/A | #N/A
#N/A | #N/A | #N/A | #N/A | #N/A | #N/A |  | #N/A | #N/A | #N/A | #N/A | #N/A | #N/A
#N/A | #N/A | #N/A | #N/A | #N/A | #N/A |  | #N/A | #N/A | #N/A | #N/A | #N/A | #N/A
#N/A | #N/A | #N/A | #N/A | #N/A | #N/A |  | #N/A | #N/A | #N/A | #N/A | #N/A | #N/A
#N/A | #N/A | #N/A | #N/A | #N/A | #N/A |  | #N/A | #N/A | #N/A | #N/A | #N/A | #N/A
#N/A | #N/A | #N/A | #N/A | #N/A | #N/A |  | #N/A | #N/A | #N/A | #N/A | #N/A | #N/A
#N/A | #N/A | #N/A | #N/A | #N/A | #N/A |  | #N/A | #N/A | #N/A | #N/A | #N/A | #N/A
#N/A | #N/A | #N/A | #N/A | #N/A | #N/A |  | #N/A | #N/A | #N/A | #N/A | #N/A | #N/A
#N/A | #N/A | #N/A | #N/A | #N/A | #N/A |  | #N/A | #N/A | #N/A | #N/A | #N/A | #N/A
#N/A | #N/A | #N/A | #N/A | #N/A | #N/A |  | #N/A | #N/A | #N/A | #N/A | #N/A | #N/A
#N/A | #N/A | #N/A | #N/A | #N/A | #N/A |  | #N/A | #N/A | #N/A | #N/A | #N/A | #N/A
#N/A | #N/A | #N/A | #N/A | #N/A | #N/A |  | #N/A | #N/A | #N/A | #N/A | #N/A | #N/A
#N/A | #N/A | #N/A | #N/A | #N/A | #N/A |  | #N/A | #N/A | #N/A | #N/A | #N/A | #N/A
#N/A | #N/A | #N/A | #N/A | #N/A | #N/A |  | #N/A | #N/A | #N/A | #N/A | #N/A | #N/A
#N/A | #N/A | #N/A | #N/A | #N/A | #N/A |  | #N/A | #N/A | #N/A | #N/A | #N/A | #N/A
#N/A | #N/A | #N/A | #N/A | #N/A | #N/A |  | #N/A | #N/A | #N/A | #N/A | #N/A | #N/A
#N/A | #N/A | #N/A | #N/A | #N/A | #N/A |  | #N/A | #N/A | #N/A | #N/A | #N/A | #N/A
#N/A | #N/A | #N/A | #N/A | #N/A | #N/A |  | #N/A | #N/A | #N/A | #N/A | #N/A | #N/A
#N/A | #N/A | #N/A | #N/A | #N/A | #N/A |  | #N/A | #N/A | #N/A | #N/A | #N/A | #N/A
#N/A | #N/A | #N/A | #N/A | #N/A | #N/A |  | #N/A | #N/A | #N/A | #N/A | #N/A | #N/A
#N/A | #N/A | #N/A | #N/A | #N/A | #N/A |  | #N/A | #N/A | #N/A | #N/A | #N/A | #N/A
#N/A | #N/A | #N/A | #N/A | #N/A | #N/A |  | #N/A | #N/A | #N/A | #N/A | #N/A | #N/A
#N/A | #N/A | #N/A | #N/A | #N/A | #N/A |  | #N/A | #N/A | #N/A | #N/A | #N/A | #N/A
#N/A | #N/A | #N/A | #N/A | #N/A | #N/A |  | #N/A | #N/A | #N/A | #N/A | #N/A | #N/A
#N/A | #N/A | #N/A | #N/A | #N/A | #N/A |  | #N/A | #N/A | #N/A | #N/A | #N/A | #N/A
#N/A | #N/A | #N/A | #N/A | #N/A | #N/A |  | #N/A | #N/A | #N/A | #N/A | #N/A | #N/A
#N/A | #N/A | #N/A | #N/A | #N/A | #N/A |  | #N/A | #N/A | #N/A | #N/A | #N/A | #N/A
#N/A | #N/A | #N/A | #N/A | #N/A | #N/A |  | #N/A | #N/A | #N/A | #N/A | #N/A | #N/A
#N/A | #N/A | #N/A | #N/A | #N/A | #N/A |  | #N/A | #N/A | #N/A | #N/A | #N/A | #N/A
#N/A | #N/A | #N/A | #N/A | #N/A | #N/A |  | #N/A | #N/A | #N/A | #N/A | #N/A | #N/A
#N/A | #N/A | #N/A | #N/A | #N/A | #N/A |  | #N/A | #N/A | #N/A | #N/A | #N/A | #N/A
#N/A | #N/A | #N/A | #N/A | #N/A | #N/A |  | #N/A | #N/A | #N/A | #N/A | #N/A | #N/A
#N/A | #N/A | #N/A | #N/A | #N/A | #N/A |  | #N/A | #N/A | #N/A | #N/A | #N/A | #N/A
#N/A | #N/A | #N/A | #N/A | #N/A | #N/A |  | #N/A | #N/A | #N/A | #N/A | #N/A | #N/A
#N/A | #N/A | #N/A | #N/A | #N/A | #N/A |  | #N/A | #N/A | #N/A | #N/A | #N/A | #N/A
#N/A | #N/A | #N/A | #N/A | #N/A | #N/A |  | #N/A | #N/A | #N/A | #N/A | #N/A | #N/A
#N/A | #N/A | #N/A | #N/A | #N/A | #N/A |  | #N/A | #N/A | #N/A | #N/A | #N/A | #N/A
#N/A | #N/A | #N/A | #N/A | #N/A | #N/A |  | #N/A | #N/A | #N/A | #N/A | #N/A | #N/A
#N/A | #N/A | #N/A | #N/A | #N/A | #N/A |  | #N/A | #N/A | #N/A | #N/A | #N/A | #N/A
#N/A | #N/A | #N/A | #N/A | #N/A | #N/A |  | #N/A | #N/A | #N/A | #N/A | #N/A | #N/A
#N/A | #N/A | #N/A | #N/A | #N/A | #N/A |  | #N/A | #N/A | #N/A | #N/A | #N/A | #N/A
#N/A | #N/A | #N/A | #N/A | #N/A | #N/A |  | #N/A | #N/A | #N/A | #N/A | #N/A | #N/A
#N/A | #N/A | #N/A | #N/A | #N/A | #N/A |  | #N/A | #N/A | #N/A | #N/A | #N/A | #N/A
#N/A | #N/A | #N/A | #N/A | #N/A | #N/A |  | #N/A | #N/A | #N/A | #N/A | #N/A | #N/A
#N/A | #N/A | #N/A | #N/A | #N/A | #N/A |  | #N/A | #N/A | #N/A | #N/A | #N/A | #N/A
#N/A | #N/A | #N/A | #N/A | #N/A | #N/A |  | #N/A | #N/A | #N/A | #N/A | #N/A | #N/A
#N/A | #N/A | #N/A | #N/A | #N/A | #N/A |  | #N/A | #N/A | #N/A | #N/A | #N/A | #N/A
#N/A | #N/A | #N/A | #N/A | #N/A | #N/A |  | #N/A | #N/A | #N/A | #N/A | #N/A | #N/A
#N/A | #N/A | #N/A | #N/A | #N/A | #N/A |  | #N/A | #N/A | #N/A | #N/A | #N/A | #N/A
#N/A | #N/A | #N/A | #N/A | #N/A | #N/A |  | #N/A | #N/A | #N/A | #N/A | #N/A | #N/A
#N/A | #N/A | #N/A | #N/A | #N/A | #N/A |  | #N/A | #N/A | #N/A | #N/A | #N/A | #N/A
#N/A | #N/A | #N/A | #N/A | #N/A | #N/A |  | #N/A | #N/A | #N/A | #N/A | #N/A | #N/A
#N/A | #N/A | #N/A | #N/A | #N/A | #N/A |  | #N/A | #N/A | #N/A | #N/A | #N/A | #N/A
#N/A | #N/A | #N/A | #N/A | #N/A | #N/A |  | #N/A | #N/A | #N/A | #N/A | #N/A | #N/A
#N/A | #N/A | #N/A | #N/A | #N/A | #N/A |  | #N/A | #N/A | #N/A | #N/A | #N/A | #N/A
#N/A | #N/A | #N/A | #N/A | #N/A | #N/A |  | #N/A | #N/A | #N/A | #N/A | #N/A | #N/A
#N/A | #N/A | #N/A | #N/A | #N/A | #N/A |  | #N/A | #N/A | #N/A | #N/A | #N/A | #N/A
#N/A | #N/A | #N/A | #N/A | #N/A | #N/A |  | #N/A | #N/A | #N/A | #N/A | #N/A | #N/A
#N/A | #N/A | #N/A | #N/A | #N/A | #N/A |  | #N/A | #N/A | #N/A | #N/A | #N/A | #N/A
#N/A | #N/A | #N/A | #N/A | #N/A | #N/A |  | #N/A | #N/A | #N/A | #N/A | #N/A | #N/A
#N/A | #N/A | #N/A | #N/A | #N/A | #N/A |  | #N/A | #N/A | #N/A | #N/A | #N/A | #N/A
#N/A | #N/A | #N/A | #N/A | #N/A | #N/A |  | #N/A | #N/A | #N/A | #N/A | #N/A | #N/A
#N/A | #N/A | #N/A | #N/A | #N/A | #N/A |  | #N/A | #N/A | #N/A | #N/A | #N/A | #N/A
#N/A | #N/A | #N/A | #N/A | #N/A | #N/A |  | #N/A | #N/A | #N/A | #N/A | #N/A | #N/A
#N/A | #N/A | #N/A | #N/A | #N/A | #N/A |  | #N/A | #N/A | #N/A | #N/A | #N/A | #N/A
#N/A | #N/A | #N/A | #N/A | #N/A | #N/A |  | #N/A | #N/A | #N/A | #N/A | #N/A | #N/A
#N/A | #N/A | #N/A | #N/A | #N/A | #N/A |  | #N/A | #N/A | #N/A | #N/A | #N/A | #N/A
#N/A | #N/A | #N/A | #N/A | #N/A | #N/A |  | #N/A | #N/A | #N/A | #N/A | #N/A | #N/A
#N/A | #N/A | #N/A | #N/A | #N/A | #N/A |  | #N/A | #N/A | #N/A | #N/A | #N/A | #N/A
#N/A | #N/A | #N/A | #N/A | #N/A | #N/A |  | #N/A | #N/A | #N/A | #N/A | #N/A | #N/A
#N/A | #N/A | #N/A | #N/A | #N/A | #N/A |  | #N/A | #N/A | #N/A | #N/A | #N/A | #N/A
#N/A | #N/A | #N/A | #N/A | #N/A | #N/A |  | #N/A | #N/A | #N/A | #N/A | #N/A | #N/A
#N/A | #N/A | #N/A | #N/A | #N/A | #N/A |  | #N/A | #N/A | #N/A | #N/A | #N/A | #N/A
#N/A | #N/A | #N/A | #N/A | #N/A | #N/A |  | #N/A | #N/A | #N/A | #N/A | #N/A | #N/A
#N/A | #N/A | #N/A | #N/A | #N/A | #N/A |  | #N/A | #N/A | #N/A | #N/A | #N/A | #N/A
#N/A | #N/A | #N/A | #N/A | #N/A | #N/A |  | #N/A | #N/A | #N/A | #N/A | #N/A | #N/A
#N/A | #N/A | #N/A | #N/A | #N/A | #N/A |  | #N/A | #N/A | #N/A | #N/A | #N/A | #N/A
#N/A | #N/A | #N/A | #N/A | #N/A | #N/A |  | #N/A | #N/A | #N/A | #N/A | #N/A | #N/A
#N/A | #N/A | #N/A | #N/A | #N/A | #N/A |  | #N/A | #N/A | #N/A | #N/A | #N/A | #N/A
#N/A | #N/A | #N/A | #N/A | #N/A | #N/A |  | #N/A | #N/A | #N/A | #N/A | #N/A | #N/A
#N/A | #N/A | #N/A | #N/A | #N/A | #N/A |  | #N/A | #N/A | #N/A | #N/A | #N/A | #N/A
#N/A | #N/A | #N/A | #N/A | #N/A | #N/A |  | #N/A | #N/A | #N/A | #N/A | #N/A | #N/A
#N/A | #N/A | #N/A | #N/A | #N/A | #N/A |  | #N/A | #N/A | #N/A | #N/A | #N/A | #N/A
#N/A | #N/A | #N/A | #N/A | #N/A | #N/A |  | #N/A | #N/A | #N/A | #N/A | #N/A | #N/A
#N/A | #N/A | #N/A | #N/A | #N/A | #N/A |  | #N/A | #N/A | #N/A | #N/A | #N/A | #N/A
#N/A | #N/A | #N/A | #N/A | #N/A | #N/A |  | #N/A | #N/A | #N/A | #N/A | #N/A | #N/A
#N/A | #N/A | #N/A | #N/A | #N/A | #N/A |  | #N/A | #N/A | #N/A | #N/A | #N/A | #N/A
#N/A | #N/A | #N/A | #N/A | #N/A | #N/A |  | #N/A | #N/A | #N/A | #N/A | #N/A | #N/A
#N/A | #N/A | #N/A | #N/A | #N/A | #N/A |  | #N/A | #N/A | #N/A | #N/A | #N/A | #N/A
#N/A | #N/A | #N/A | #N/A | #N/A | #N/A |  | #N/A | #N/A | #N/A | #N/A | #N/A | #N/A
#N/A | #N/A | #N/A | #N/A | #N/A | #N/A |  | #N/A | #N/A | #N/A | #N/A | #N/A | #N/A
#N/A | #N/A | #N/A | #N/A | #N/A | #N/A |  | #N/A | #N/A | #N/A | #N/A | #N/A | #N/A
#N/A | #N/A | #N/A | #N/A | #N/A | #N/A |  | #N/A | #N/A | #N/A | #N/A | #N/A | #N/A
#N/A | #N/A | #N/A | #N/A | #N/A | #N/A |  | #N/A | #N/A | #N/A | #N/A | #N/A | #N/A
#N/A | #N/A | #N/A | #N/A | #N/A | #N/A |  | #N/A | #N/A | #N/A | #N/A | #N/A | #N/A
#N/A | #N/A | #N/A | #N/A | #N/A | #N/A |  | #N/A | #N/A | #N/A | #N/A | #N/A | #N/A
#N/A | #N/A | #N/A | #N/A | #N/A | #N/A |  | #N/A | #N/A | #N/A | #N/A | #N/A | #N/A
#N/A | #N/A | #N/A | #N/A | #N/A | #N/A |  | #N/A | #N/A | #N/A | #N/A | #N/A | #N/A
#N/A | #N/A | #N/A | #N/A | #N/A | #N/A |  | #N/A | #N/A | #N/A | #N/A | #N/A | #N/A
#N/A | #N/A | #N/A | #N/A | #N/A | #N/A |  | #N/A | #N/A | #N/A | #N/A | #N/A | #N/A
#N/A | #N/A | #N/A | #N/A | #N/A | #N/A |  | #N/A | #N/A | #N/A | #N/A | #N/A | #N/A
#N/A | #N/A | #N/A | #N/A | #N/A | #N/A |  | #N/A | #N/A | #N/A | #N/A | #N/A | #N/A
#N/A | #N/A | #N/A | #N/A | #N/A | #N/A |  | #N/A | #N/A | #N/A | #N/A | #N/A | #N/A
#N/A | #N/A | #N/A | #N/A | #N/A | #N/A |  | #N/A | #N/A | #N/A | #N/A | #N/A | #N/A
#N/A | #N/A | #N/A | #N/A | #N/A | #N/A |  | #N/A | #N/A | #N/A | #N/A | #N/A | #N/A
#N/A | #N/A | #N/A | #N/A | #N/A | #N/A |  | #N/A | #N/A | #N/A | #N/A | #N/A | #N/A
#N/A | #N/A | #N/A | #N/A | #N/A | #N/A |  | #N/A | #N/A | #N/A | #N/A | #N/A | #N/A
#N/A | #N/A | #N/A | #N/A | #N/A | #N/A |  | #N/A | #N/A | #N/A | #N/A | #N/A | #N/A
#N/A | #N/A | #N/A | #N/A | #N/A | #N/A |  | #N/A | #N/A | #N/A | #N/A | #N/A | #N/A
#N/A | #N/A | #N/A | #N/A | #N/A | #N/A |  | #N/A | #N/A | #N/A | #N/A | #N/A | #N/A
#N/A | #N/A | #N/A | #N/A | #N/A | #N/A |  | #N/A | #N/A | #N/A | #N/A | #N/A | #N/A
#N/A | #N/A | #N/A | #N/A | #N/A | #N/A |  | #N/A | #N/A | #N/A | #N/A | #N/A | #N/A
#N/A | #N/A | #N/A | #N/A | #N/A | #N/A |  | #N/A | #N/A | #N/A | #N/A | #N/A | #N/A
#N/A | #N/A | #N/A | #N/A | #N/A | #N/A |  | #N/A | #N/A | #N/A | #N/A | #N/A | #N/A
#N/A | #N/A | #N/A | #N/A | #N/A | #N/A |  | #N/A | #N/A | #N/A | #N/A | #N/A | #N/A
#N/A | #N/A | #N/A | #N/A | #N/A | #N/A |  | #N/A | #N/A | #N/A | #N/A | #N/A | #N/A
#N/A | #N/A | #N/A | #N/A | #N/A | #N/A |  | #N/A | #N/A | #N/A | #N/A | #N/A | #N/A
#N/A | #N/A | #N/A | #N/A | #N/A | #N/A |  | #N/A | #N/A | #N/A | #N/A | #N/A | #N/A
#N/A | #N/A | #N/A | #N/A | #N/A | #N/A |  | #N/A | #N/A | #N/A | #N/A | #N/A | #N/A
#N/A | #N/A | #N/A | #N/A | #N/A | #N/A |  | #N/A | #N/A | #N/A | #N/A | #N/A | #N/A
#N/A | #N/A | #N/A | #N/A | #N/A | #N/A |  | #N/A | #N/A | #N/A | #N/A | #N/A | #N/A
#N/A | #N/A | #N/A | #N/A | #N/A | #N/A |  | #N/A | #N/A | #N/A | #N/A | #N/A | #N/A
#N/A | #N/A | #N/A | #N/A | #N/A | #N/A |  | #N/A | #N/A | #N/A | #N/A | #N/A | #N/A
#N/A | #N/A | #N/A | #N/A | #N/A | #N/A |  | #N/A | #N/A | #N/A | #N/A | #N/A | #N/A
#N/A | #N/A | #N/A | #N/A | #N/A | #N/A |  | #N/A | #N/A | #N/A | #N/A | #N/A | #N/A
#N/A | #N/A | #N/A | #N/A | #N/A | #N/A |  | #N/A | #N/A | #N/A | #N/A | #N/A | #N/A
#N/A | #N/A | #N/A | #N/A | #N/A | #N/A |  | #N/A | #N/A | #N/A | #N/A | #N/A | #N/A
#N/A | #N/A | #N/A | #N/A | #N/A | #N/A |  | #N/A | #N/A | #N/A | #N/A | #N/A | #N/A
#N/A | #N/A | #N/A | #N/A | #N/A | #N/A |  | #N/A | #N/A | #N/A | #N/A | #N/A | #N/A
#N/A | #N/A | #N/A | #N/A | #N/A | #N/A |  | #N/A | #N/A | #N/A | #N/A | #N/A | #N/A
#N/A | #N/A | #N/A | #N/A | #N/A | #N/A |  | #N/A | #N/A | #N/A | #N/A | #N/A | #N/A
#N/A | #N/A | #N/A | #N/A | #N/A | #N/A |  | #N/A | #N/A | #N/A | #N/A | #N/A | #N/A
#N/A | #N/A | #N/A | #N/A | #N/A | #N/A |  | #N/A | #N/A | #N/A | #N/A | #N/A | #N/A
#N/A | #N/A | #N/A | #N/A | #N/A | #N/A |  | #N/A | #N/A | #N/A | #N/A | #N/A | #N/A
#N/A | #N/A | #N/A | #N/A | #N/A | #N/A |  | #N/A | #N/A | #N/A | #N/A | #N/A | #N/A
#N/A | #N/A | #N/A | #N/A | #N/A | #N/A |  | #N/A | #N/A | #N/A | #N/A | #N/A | #N/A
#N/A | #N/A | #N/A | #N/A | #N/A | #N/A |  | #N/A | #N/A | #N/A | #N/A | #N/A | #N/A
#N/A | #N/A | #N/A | #N/A | #N/A | #N/A |  | #N/A | #N/A | #N/A | #N/A | #N/A | #N/A
#N/A | #N/A | #N/A | #N/A | #N/A | #N/A |  | #N/A | #N/A | #N/A | #N/A | #N/A | #N/A
#N/A | #N/A | #N/A | #N/A | #N/A | #N/A |  | #N/A | #N/A | #N/A | #N/A | #N/A | #N/A
#N/A | #N/A | #N/A | #N/A | #N/A | #N/A |  | #N/A | #N/A | #N/A | #N/A | #N/A | #N/A
#N/A | #N/A | #N/A | #N/A | #N/A | #N/A |  | #N/A | #N/A | #N/A | #N/A | #N/A | #N/A
#N/A | #N/A | #N/A | #N/A | #N/A | #N/A |  | #N/A | #N/A | #N/A | #N/A | #N/A | #N/A
#N/A | #N/A | #N/A | #N/A | #N/A | #N/A |  | #N/A | #N/A | #N/A | #N/A | #N/A | #N/A
#N/A | #N/A | #N/A | #N/A | #N/A | #N/A |  | #N/A | #N/A | #N/A | #N/A | #N/A | #N/A
#N/A | #N/A | #N/A | #N/A | #N/A | #N/A |  | #N/A | #N/A | #N/A | #N/A | #N/A | #N/A
#N/A | #N/A | #N/A | #N/A | #N/A | #N/A |  | #N/A | #N/A | #N/A | #N/A | #N/A | #N/A
#N/A | #N/A | #N/A | #N/A | #N/A | #N/A |  | #N/A | #N/A | #N/A | #N/A | #N/A | #N/A
#N/A | #N/A | #N/A | #N/A | #N/A | #N/A |  | #N/A | #N/A | #N/A | #N/A | #N/A | #N/A
#N/A | #N/A | #N/A | #N/A | #N/A | #N/A |  | #N/A | #N/A | #N/A | #N/A | #N/A | #N/A
#N/A | #N/A | #N/A | #N/A | #N/A | #N/A |  | #N/A | #N/A | #N/A | #N/A | #N/A | #N/A
#N/A | #N/A | #N/A | #N/A | #N/A | #N/A |  | #N/A | #N/A | #N/A | #N/A | #N/A | #N/A
#N/A | #N/A | #N/A | #N/A | #N/A | #N/A |  | #N/A | #N/A | #N/A | #N/A | #N/A | #N/A
#N/A | #N/A | #N/A | #N/A | #N/A | #N/A |  | #N/A | #N/A | #N/A | #N/A | #N/A | #N/A
#N/A | #N/A | #N/A | #N/A | #N/A | #N/A |  | #N/A | #N/A | #N/A | #N/A | #N/A | #N/A
#N/A | #N/A | #N/A | #N/A | #N/A | #N/A |  | #N/A | #N/A | #N/A | #N/A | #N/A | #N/A
#N/A | #N/A | #N/A | #N/A | #N/A | #N/A |  | #N/A | #N/A | #N/A | #N/A | #N/A | #N/A
#N/A | #N/A | #N/A | #N/A | #N/A | #N/A |  | #N/A | #N/A | #N/A | #N/A | #N/A | #N/A
#N/A | #N/A | #N/A | #N/A | #N/A | #N/A |  | #N/A | #N/A | #N/A | #N/A | #N/A | #N/A
#N/A | #N/A | #N/A | #N/A | #N/A | #N/A |  | #N/A | #N/A | #N/A | #N/A | #N/A | #N/A
#N/A | #N/A | #N/A | #N/A | #N/A | #N/A |  | #N/A | #N/A | #N/A | #N/A | #N/A | #N/A
#N/A | #N/A | #N/A | #N/A | #N/A | #N/A |  | #N/A | #N/A | #N/A | #N/A | #N/A | #N/A
#N/A | #N/A | #N/A | #N/A | #N/A | #N/A |  | #N/A | #N/A | #N/A | #N/A | #N/A | #N/A
#N/A | #N/A | #N/A | #N/A | #N/A | #N/A |  | #N/A | #N/A | #N/A | #N/A | #N/A | #N/A
#N/A | #N/A | #N/A | #N/A | #N/A | #N/A |  | #N/A | #N/A | #N/A | #N/A | #N/A | #N/A
#N/A | #N/A | #N/A | #N/A | #N/A | #N/A |  | #N/A | #N/A | #N/A | #N/A | #N/A | #N/A
#N/A | #N/A | #N/A | #N/A | #N/A | #N/A |  | #N/A | #N/A | #N/A | #N/A | #N/A | #N/A
#N/A | #N/A | #N/A | #N/A | #N/A | #N/A |  | #N/A | #N/A | #N/A | #N/A | #N/A | #N/A
#N/A | #N/A | #N/A | #N/A | #N/A | #N/A |  | #N/A | #N/A | #N/A | #N/A | #N/A | #N/A
#N/A | #N/A | #N/A | #N/A | #N/A | #N/A |  | #N/A | #N/A | #N/A | #N/A | #N/A | #N/A
#N/A | #N/A | #N/A | #N/A | #N/A | #N/A |  | #N/A | #N/A | #N/A | #N/A | #N/A | #N/A
#N/A | #N/A | #N/A | #N/A | #N/A | #N/A |  | #N/A | #N/A | #N/A | #N/A | #N/A | #N/A
#N/A | #N/A | #N/A | #N/A | #N/A | #N/A |  | #N/A | #N/A | #N/A | #N/A | #N/A | #N/A
#N/A | #N/A | #N/A | #N/A | #N/A | #N/A |  | #N/A | #N/A | #N/A | #N/A | #N/A | #N/A
#N/A | #N/A | #N/A | #N/A | #N/A | #N/A |  | #N/A | #N/A | #N/A | #N/A | #N/A | #N/A
#N/A | #N/A | #N/A | #N/A | #N/A | #N/A |  | #N/A | #N/A | #N/A | #N/A | #N/A | #N/A
#N/A | #N/A | #N/A | #N/A | #N/A | #N/A |  | #N/A | #N/A | #N/A | #N/A | #N/A | #N/A
#N/A | #N/A | #N/A | #N/A | #N/A | #N/A |  | #N/A | #N/A | #N/A | #N/A | #N/A | #N/A
#N/A | #N/A | #N/A | #N/A | #N/A | #N/A |  | #N/A | #N/A | #N/A | #N/A | #N/A | #N/A
#N/A | #N/A | #N/A | #N/A | #N/A | #N/A |  | #N/A | #N/A | #N/A | #N/A | #N/A | #N/A
#N/A | #N/A | #N/A | #N/A | #N/A | #N/A |  | #N/A | #N/A | #N/A | #N/A | #N/A | #N/A
#N/A | #N/A | #N/A | #N/A | #N/A | #N/A |  | #N/A | #N/A | #N/A | #N/A | #N/A | #N/A
#N/A | #N/A | #N/A | #N/A | #N/A | #N/A |  | #N/A | #N/A | #N/A | #N/A | #N/A | #N/A
#N/A | #N/A | #N/A | #N/A | #N/A | #N/A |  | #N/A | #N/A | #N/A | #N/A | #N/A | #N/A
#N/A | #N/A | #N/A | #N/A | #N/A | #N/A |  | #N/A | #N/A | #N/A | #N/A | #N/A | #N/A
#N/A | #N/A | #N/A | #N/A | #N/A | #N/A |  | #N/A | #N/A | #N/A | #N/A | #N/A | #N/A
#N/A | #N/A | #N/A | #N/A | #N/A | #N/A |  | #N/A | #N/A | #N/A | #N/A | #N/A | #N/A
#N/A | #N/A | #N/A | #N/A | #N/A | #N/A |  | #N/A | #N/A | #N/A | #N/A | #N/A | #N/A
#N/A | #N/A | #N/A | #N/A | #N/A | #N/A |  | #N/A | #N/A | #N/A | #N/A | #N/A | #N/A
#N/A | #N/A | #N/A | #N/A | #N/A | #N/A |  | #N/A | #N/A | #N/A | #N/A | #N/A | #N/A
#N/A | #N/A | #N/A | #N/A | #N/A | #N/A |  | #N/A | #N/A | #N/A | #N/A | #N/A | #N/A
#N/A | #N/A | #N/A | #N/A | #N/A | #N/A |  | #N/A | #N/A | #N/A | #N/A | #N/A | #N/A
#N/A | #N/A | #N/A | #N/A | #N/A | #N/A |  | #N/A | #N/A | #N/A | #N/A | #N/A | #N/A
#N/A | #N/A | #N/A | #N/A | #N/A | #N/A |  | #N/A | #N/A | #N/A | #N/A | #N/A | #N/A
#N/A | #N/A | #N/A | #N/A | #N/A | #N/A |  | #N/A | #N/A | #N/A | #N/A | #N/A | #N/A
#N/A | #N/A | #N/A | #N/A | #N/A | #N/A |  | #N/A | #N/A | #N/A | #N/A | #N/A | #N/A
#N/A | #N/A | #N/A | #N/A | #N/A | #N/A |  | #N/A | #N/A | #N/A | #N/A | #N/A | #N/A
#N/A | #N/A | #N/A | #N/A | #N/A | #N/A |  | #N/A | #N/A | #N/A | #N/A | #N/A | #N/A
#N/A | #N/A | #N/A | #N/A | #N/A | #N/A |  | #N/A | #N/A | #N/A | #N/A | #N/A | #N/A
#N/A | #N/A | #N/A | #N/A | #N/A | #N/A |  | #N/A | #N/A | #N/A | #N/A | #N/A | #N/A
#N/A | #N/A | #N/A | #N/A | #N/A | #N/A |  | #N/A | #N/A | #N/A | #N/A | #N/A | #N/A
#N/A | #N/A | #N/A | #N/A | #N/A | #N/A |  | #N/A | #N/A | #N/A | #N/A | #N/A | #N/A
#N/A | #N/A | #N/A | #N/A | #N/A | #N/A |  | #N/A | #N/A | #N/A | #N/A | #N/A | #N/A
#N/A | #N/A | #N/A | #N/A | #N/A | #N/A |  | #N/A | #N/A | #N/A | #N/A | #N/A | #N/A
#N/A | #N/A | #N/A | #N/A | #N/A | #N/A |  | #N/A | #N/A | #N/A | #N/A | #N/A | #N/A
#N/A | #N/A | #N/A | #N/A | #N/A | #N/A |  | #N/A | #N/A | #N/A | #N/A | #N/A | #N/A
#N/A | #N/A | #N/A | #N/A | #N/A | #N/A |  | #N/A | #N/A | #N/A | #N/A | #N/A | #N/A
#N/A | #N/A | #N/A | #N/A | #N/A | #N/A |  | #N/A | #N/A | #N/A | #N/A | #N/A | #N/A
#N/A | #N/A | #N/A | #N/A | #N/A | #N/A |  | #N/A | #N/A | #N/A | #N/A | #N/A | #N/A
#N/A | #N/A | #N/A | #N/A | #N/A | #N/A |  | #N/A | #N/A | #N/A | #N/A | #N/A | #N/A
#N/A | #N/A | #N/A | #N/A | #N/A | #N/A |  | #N/A | #N/A | #N/A | #N/A | #N/A | #N/A
#N/A | #N/A | #N/A | #N/A | #N/A | #N/A |  | #N/A | #N/A | #N/A | #N/A | #N/A | #N/A
#N/A | #N/A | #N/A | #N/A | #N/A | #N/A |  | #N/A | #N/A | #N/A | #N/A | #N/A | #N/A
#N/A | #N/A | #N/A | #N/A | #N/A | #N/A |  | #N/A | #N/A | #N/A | #N/A | #N/A | #N/A
#N/A | #N/A | #N/A | #N/A | #N/A | #N/A |  | #N/A | #N/A | #N/A | #N/A | #N/A | #N/A
#N/A | #N/A | #N/A | #N/A | #N/A | #N/A |  | #N/A | #N/A | #N/A | #N/A | #N/A | #N/A
#N/A | #N/A | #N/A | #N/A | #N/A | #N/A |  | #N/A | #N/A | #N/A | #N/A | #N/A | #N/A
#N/A | #N/A | #N/A | #N/A | #N/A | #N/A |  | #N/A | #N/A | #N/A | #N/A | #N/A | #N/A
#N/A | #N/A | #N/A | #N/A | #N/A | #N/A |  | #N/A | #N/A | #N/A | #N/A | #N/A | #N/A
#N/A | #N/A | #N/A | #N/A | #N/A | #N/A |  | #N/A | #N/A | #N/A | #N/A | #N/A | #N/A
#N/A | #N/A | #N/A | #N/A | #N/A | #N/A |  | #N/A | #N/A | #N/A | #N/A | #N/A | #N/A
#N/A | #N/A | #N/A | #N/A | #N/A | #N/A |  | #N/A | #N/A | #N/A | #N/A | #N/A | #N/A
#N/A | #N/A | #N/A | #N/A | #N/A | #N/A |  | #N/A | #N/A | #N/A | #N/A | #N/A | #N/A
#N/A | #N/A | #N/A | #N/A | #N/A | #N/A |  | #N/A | #N/A | #N/A | #N/A | #N/A | #N/A
#N/A | #N/A | #N/A | #N/A | #N/A | #N/A |  | #N/A | #N/A | #N/A | #N/A | #N/A | #N/A
#N/A | #N/A | #N/A | #N/A | #N/A | #N/A |  | #N/A | #N/A | #N/A | #N/A | #N/A | #N/A
#N/A | #N/A | #N/A | #N/A | #N/A | #N/A |  | #N/A | #N/A | #N/A | #N/A | #N/A | #N/A
#N/A | #N/A | #N/A | #N/A | #N/A | #N/A |  | #N/A | #N/A | #N/A | #N/A | #N/A | #N/A
#N/A | #N/A | #N/A | #N/A | #N/A | #N/A |  | #N/A | #N/A | #N/A | #N/A | #N/A | #N/A
#N/A | #N/A | #N/A | #N/A | #N/A | #N/A |  | #N/A | #N/A | #N/A | #N/A | #N/A | #N/A
#N/A | #N/A | #N/A | #N/A | #N/A | #N/A |  | #N/A | #N/A | #N/A | #N/A | #N/A | #N/A
#N/A | #N/A | #N/A | #N/A | #N/A | #N/A |  | #N/A | #N/A | #N/A | #N/A | #N/A | #N/A
#N/A | #N/A | #N/A | #N/A | #N/A | #N/A |  | #N/A | #N/A | #N/A | #N/A | #N/A | #N/A
#N/A | #N/A | #N/A | #N/A | #N/A | #N/A |  | #N/A | #N/A | #N/A | #N/A | #N/A | #N/A
#N/A | #N/A | #N/A | #N/A | #N/A | #N/A |  | #N/A | #N/A | #N/A | #N/A | #N/A | #N/A
#N/A | #N/A | #N/A | #N/A | #N/A | #N/A |  | #N/A | #N/A | #N/A | #N/A | #N/A | #N/A
#N/A | #N/A | #N/A | #N/A | #N/A | #N/A |  | #N/A | #N/A | #N/A | #N/A | #N/A | #N/A
#N/A | #N/A | #N/A | #N/A | #N/A | #N/A |  | #N/A | #N/A | #N/A | #N/A | #N/A | #N/A
#N/A | #N/A | #N/A | #N/A | #N/A | #N/A |  | #N/A | #N/A | #N/A | #N/A | #N/A | #N/A
#N/A | #N/A | #N/A | #N/A | #N/A | #N/A |  | #N/A | #N/A | #N/A | #N/A | #N/A | #N/A
#N/A | #N/A | #N/A | #N/A | #N/A | #N/A |  | #N/A | #N/A | #N/A | #N/A | #N/A | #N/A
#N/A | #N/A | #N/A | #N/A | #N/A | #N/A |  | #N/A | #N/A | #N/A | #N/A | #N/A | #N/A
#N/A | #N/A | #N/A | #N/A | #N/A | #N/A |  | #N/A | #N/A | #N/A | #N/A | #N/A | #N/A
#N/A | #N/A | #N/A | #N/A | #N/A | #N/A |  | #N/A | #N/A | #N/A | #N/A | #N/A | #N/A
#N/A | #N/A | #N/A | #N/A | #N/A | #N/A |  | #N/A | #N/A | #N/A | #N/A | #N/A | #N/A
#N/A | #N/A | #N/A | #N/A | #N/A | #N/A |  | #N/A | #N/A | #N/A | #N/A | #N/A | #N/A
#N/A | #N/A | #N/A | #N/A | #N/A | #N/A |  | #N/A | #N/A | #N/A | #N/A | #N/A | #N/A
#N/A | #N/A | #N/A | #N/A | #N/A | #N/A |  | #N/A | #N/A | #N/A | #N/A | #N/A | #N/A
#N/A | #N/A | #N/A | #N/A | #N/A | #N/A |  | #N/A | #N/A | #N/A | #N/A | #N/A | #N/A
#N/A | #N/A | #N/A | #N/A | #N/A | #N/A |  | #N/A | #N/A | #N/A | #N/A | #N/A | #N/A
#N/A | #N/A | #N/A | #N/A | #N/A | #N/A |  | #N/A | #N/A | #N/A | #N/A | #N/A | #N/A
#N/A | #N/A | #N/A | #N/A | #N/A | #N/A |  | #N/A | #N/A | #N/A | #N/A | #N/A | #N/A
#N/A | #N/A | #N/A | #N/A | #N/A | #N/A |  | #N/A | #N/A | #N/A | #N/A | #N/A | #N/A
#N/A | #N/A | #N/A | #N/A | #N/A | #N/A |  | #N/A | #N/A | #N/A | #N/A | #N/A | #N/A
#N/A | #N/A | #N/A | #N/A | #N/A | #N/A |  | #N/A | #N/A | #N/A | #N/A | #N/A | #N/A
#N/A | #N/A | #N/A | #N/A | #N/A | #N/A |  | #N/A | #N/A | #N/A | #N/A | #N/A | #N/A
#N/A | #N/A | #N/A | #N/A | #N/A | #N/A |  | #N/A | #N/A | #N/A | #N/A | #N/A | #N/A
#N/A | #N/A | #N/A | #N/A | #N/A | #N/A |  | #N/A | #N/A | #N/A | #N/A | #N/A | #N/A
#N/A | #N/A | #N/A | #N/A | #N/A | #N/A |  | #N/A | #N/A | #N/A | #N/A | #N/A | #N/A
#N/A | #N/A | #N/A | #N/A | #N/A | #N/A |  | #N/A | #N/A | #N/A | #N/A | #N/A | #N/A
#N/A | #N/A | #N/A | #N/A | #N/A | #N/A |  | #N/A | #N/A | #N/A | #N/A | #N/A | #N/A
#N/A | #N/A | #N/A | #N/A | #N/A | #N/A |  | #N/A | #N/A | #N/A | #N/A | #N/A | #N/A
#N/A | #N/A | #N/A | #N/A | #N/A | #N/A |  | #N/A | #N/A | #N/A | #N/A | #N/A | #N/A
#N/A | #N/A | #N/A | #N/A | #N/A | #N/A |  | #N/A | #N/A | #N/A | #N/A | #N/A | #N/A
#N/A | #N/A | #N/A | #N/A | #N/A | #N/A |  | #N/A | #N/A | #N/A | #N/A | #N/A | #N/A
#N/A | #N/A | #N/A | #N/A | #N/A | #N/A |  | #N/A | #N/A | #N/A | #N/A | #N/A | #N/A
#N/A | #N/A | #N/A | #N/A | #N/A | #N/A |  | #N/A | #N/A | #N/A | #N/A | #N/A | #N/A
#N/A | #N/A | #N/A | #N/A | #N/A | #N/A |  | #N/A | #N/A | #N/A | #N/A | #N/A | #N/A
#N/A | #N/A | #N/A | #N/A | #N/A | #N/A |  | #N/A | #N/A | #N/A | #N/A | #N/A | #N/A
#N/A | #N/A | #N/A | #N/A | #N/A | #N/A |  | #N/A | #N/A | #N/A | #N/A | #N/A | #N/A
#N/A | #N/A | #N/A | #N/A | #N/A | #N/A |  | #N/A | #N/A | #N/A | #N/A | #N/A | #N/A
#N/A | #N/A | #N/A | #N/A | #N/A | #N/A |  | #N/A | #N/A | #N/A | #N/A | #N/A | #N/A
#N/A | #N/A | #N/A | #N/A | #N/A | #N/A |  | #N/A | #N/A | #N/A | #N/A | #N/A | #N/A
#N/A | #N/A | #N/A | #N/A | #N/A | #N/A |  | #N/A | #N/A | #N/A | #N/A | #N/A | #N/A
#N/A | #N/A | #N/A | #N/A | #N/A | #N/A |  | #N/A | #N/A | #N/A | #N/A | #N/A | #N/A
#N/A | #N/A | #N/A | #N/A | #N/A | #N/A |  | #N/A | #N/A | #N/A | #N/A | #N/A | #N/A
#N/A | #N/A | #N/A | #N/A | #N/A | #N/A |  | #N/A | #N/A | #N/A | #N/A | #N/A | #N/A
#N/A | #N/A | #N/A | #N/A | #N/A | #N/A |  | #N/A | #N/A | #N/A | #N/A | #N/A | #N/A
#N/A | #N/A | #N/A | #N/A | #N/A | #N/A |  | #N/A | #N/A | #N/A | #N/A | #N/A | #N/A
#N/A | #N/A | #N/A | #N/A | #N/A | #N/A |  | #N/A | #N/A | #N/A | #N/A | #N/A | #N/A
#N/A | #N/A | #N/A | #N/A | #N/A | #N/A |  | #N/A | #N/A | #N/A | #N/A | #N/A | #N/A
#N/A | #N/A | #N/A | #N/A | #N/A | #N/A |  | #N/A | #N/A | #N/A | #N/A | #N/A | #N/A
#N/A | #N/A | #N/A | #N/A | #N/A | #N/A |  | #N/A | #N/A | #N/A | #N/A | #N/A | #N/A
#N/A | #N/A | #N/A | #N/A | #N/A | #N/A |  | #N/A | #N/A | #N/A | #N/A | #N/A | #N/A
#N/A | #N/A | #N/A | #N/A | #N/A | #N/A |  | #N/A | #N/A | #N/A | #N/A | #N/A | #N/A
#N/A | #N/A | #N/A | #N/A | #N/A | #N/A |  | #N/A | #N/A | #N/A | #N/A | #N/A | #N/A
#N/A | #N/A | #N/A | #N/A | #N/A | #N/A |  | #N/A | #N/A | #N/A | #N/A | #N/A | #N/A
#N/A | #N/A | #N/A | #N/A | #N/A | #N/A |  | #N/A | #N/A | #N/A | #N/A | #N/A | #N/A
#N/A | #N/A | #N/A | #N/A | #N/A | #N/A |  | #N/A | #N/A | #N/A | #N/A | #N/A | #N/A
#N/A | #N/A | #N/A | #N/A | #N/A | #N/A |  | #N/A | #N/A | #N/A | #N/A | #N/A | #N/A
#N/A | #N/A | #N/A | #N/A | #N/A | #N/A |  | #N/A | #N/A | #N/A | #N/A | #N/A | #N/A
#N/A | #N/A | #N/A | #N/A | #N/A | #N/A |  | #N/A | #N/A | #N/A | #N/A | #N/A | #N/A
#N/A | #N/A | #N/A | #N/A | #N/A | #N/A |  | #N/A | #N/A | #N/A | #N/A | #N/A | #N/A
#N/A | #N/A | #N/A | #N/A | #N/A | #N/A |  | #N/A | #N/A | #N/A | #N/A | #N/A | #N/A
#N/A | #N/A | #N/A | #N/A | #N/A | #N/A |  | #N/A | #N/A | #N/A | #N/A | #N/A | #N/A
#N/A | #N/A | #N/A | #N/A | #N/A | #N/A |  | #N/A | #N/A | #N/A | #N/A | #N/A | #N/A
#N/A | #N/A | #N/A | #N/A | #N/A | #N/A |  | #N/A | #N/A | #N/A | #N/A | #N/A | #N/A
#N/A | #N/A | #N/A | #N/A | #N/A | #N/A |  | #N/A | #N/A | #N/A | #N/A | #N/A | #N/A
#N/A | #N/A | #N/A | #N/A | #N/A | #N/A |  | #N/A | #N/A | #N/A | #N/A | #N/A | #N/A
#N/A | #N/A | #N/A | #N/A | #N/A | #N/A |  | #N/A | #N/A | #N/A | #N/A | #N/A | #N/A
#N/A | #N/A | #N/A | #N/A | #N/A | #N/A |  | #N/A | #N/A | #N/A | #N/A | #N/A | #N/A
#N/A | #N/A | #N/A | #N/A | #N/A | #N/A |  | #N/A | #N/A | #N/A | #N/A | #N/A | #N/A
#N/A | #N/A | #N/A | #N/A | #N/A | #N/A |  | #N/A | #N/A | #N/A | #N/A | #N/A | #N/A
#N/A | #N/A | #N/A | #N/A | #N/A | #N/A |  | #N/A | #N/A | #N/A | #N/A | #N/A | #N/A
#N/A | #N/A | #N/A | #N/A | #N/A | #N/A |  | #N/A | #N/A | #N/A | #N/A | #N/A | #N/A
#N/A | #N/A | #N/A | #N/A | #N/A | #N/A |  | #N/A | #N/A | #N/A | #N/A | #N/A | #N/A
#N/A | #N/A | #N/A | #N/A | #N/A | #N/A |  | #N/A | #N/A | #N/A | #N/A | #N/A | #N/A
#N/A | #N/A | #N/A | #N/A | #N/A | #N/A |  | #N/A | #N/A | #N/A | #N/A | #N/A | #N/A
#N/A | #N/A | #N/A | #N/A | #N/A | #N/A |  | #N/A | #N/A | #N/A | #N/A | #N/A | #N/A
#N/A | #N/A | #N/A | #N/A | #N/A | #N/A |  | #N/A | #N/A | #N/A | #N/A | #N/A | #N/A
#N/A | #N/A | #N/A | #N/A | #N/A | #N/A |  | #N/A | #N/A | #N/A | #N/A | #N/A | #N/A
#N/A | #N/A | #N/A | #N/A | #N/A | #N/A |  | #N/A | #N/A | #N/A | #N/A | #N/A | #N/A
#N/A | #N/A | #N/A | #N/A | #N/A | #N/A |  | #N/A | #N/A | #N/A | #N/A | #N/A | #N/A
#N/A | #N/A | #N/A | #N/A | #N/A | #N/A |  | #N/A | #N/A | #N/A | #N/A | #N/A | #N/A
#N/A | #N/A | #N/A | #N/A | #N/A | #N/A |  | #N/A | #N/A | #N/A | #N/A | #N/A | #N/A
#N/A | #N/A | #N/A | #N/A | #N/A | #N/A |  | #N/A | #N/A | #N/A | #N/A | #N/A | #N/A
#N/A | #N/A | #N/A | #N/A | #N/A | #N/A |  | #N/A | #N/A | #N/A | #N/A | #N/A | #N/A
#N/A | #N/A | #N/A | #N/A | #N/A | #N/A |  | #N/A | #N/A | #N/A | #N/A | #N/A | #N/A
#N/A | #N/A | #N/A | #N/A | #N/A | #N/A |  | #N/A | #N/A | #N/A | #N/A | #N/A | #N/A
#N/A | #N/A | #N/A | #N/A | #N/A | #N/A |  | #N/A | #N/A | #N/A | #N/A | #N/A | #N/A
#N/A | #N/A | #N/A | #N/A | #N/A | #N/A |  | #N/A | #N/A | #N/A | #N/A | #N/A | #N/A
#N/A | #N/A | #N/A | #N/A | #N/A | #N/A |  | #N/A | #N/A | #N/A | #N/A | #N/A | #N/A
#N/A | #N/A | #N/A | #N/A | #N/A | #N/A |  | #N/A | #N/A | #N/A | #N/A | #N/A | #N/A
#N/A | #N/A | #N/A | #N/A | #N/A | #N/A |  | #N/A | #N/A | #N/A | #N/A | #N/A | #N/A
#N/A | #N/A | #N/A | #N/A | #N/A | #N/A |  | #N/A | #N/A | #N/A | #N/A | #N/A | #N/A
#N/A | #N/A | #N/A | #N/A | #N/A | #N/A |  | #N/A | #N/A | #N/A | #N/A | #N/A | #N/A
#N/A | #N/A | #N/A | #N/A | #N/A | #N/A |  | #N/A | #N/A | #N/A | #N/A | #N/A | #N/A
#N/A | #N/A | #N/A | #N/A | #N/A | #N/A |  | #N/A | #N/A | #N/A | #N/A | #N/A | #N/A
#N/A | #N/A | #N/A | #N/A | #N/A | #N/A |  | #N/A | #N/A | #N/A | #N/A | #N/A | #N/A
#N/A | #N/A | #N/A | #N/A | #N/A | #N/A |  | #N/A | #N/A | #N/A | #N/A | #N/A | #N/A
#N/A | #N/A | #N/A | #N/A | #N/A | #N/A |  | #N/A | #N/A | #N/A | #N/A | #N/A | #N/A
#N/A | #N/A | #N/A | #N/A | #N/A | #N/A |  | #N/A | #N/A | #N/A | #N/A | #N/A | #N/A
#N/A | #N/A | #N/A | #N/A | #N/A | #N/A |  | #N/A | #N/A | #N/A | #N/A | #N/A | #N/A
#N/A | #N/A | #N/A | #N/A | #N/A | #N/A |  | #N/A | #N/A | #N/A | #N/A | #N/A | #N/A
#N/A | #N/A | #N/A | #N/A | #N/A | #N/A |  | #N/A | #N/A | #N/A | #N/A | #N/A | #N/A
#N/A | #N/A | #N/A | #N/A | #N/A | #N/A |  | #N/A | #N/A | #N/A | #N/A | #N/A | #N/A
#N/A | #N/A | #N/A | #N/A | #N/A | #N/A |  | #N/A | #N/A | #N/A | #N/A | #N/A | #N/A
#N/A | #N/A | #N/A | #N/A | #N/A | #N/A |  | #N/A | #N/A | #N/A | #N/A | #N/A | #N/A
#N/A | #N/A | #N/A | #N/A | #N/A | #N/A |  | #N/A | #N/A | #N/A | #N/A | #N/A | #N/A
#N/A | #N/A | #N/A | #N/A | #N/A | #N/A |  | #N/A | #N/A | #N/A | #N/A | #N/A | #N/A
#N/A | #N/A | #N/A | #N/A | #N/A | #N/A |  | #N/A | #N/A | #N/A | #N/A | #N/A | #N/A
#N/A | #N/A | #N/A | #N/A | #N/A | #N/A |  | #N/A | #N/A | #N/A | #N/A | #N/A | #N/A
#N/A | #N/A | #N/A | #N/A | #N/A | #N/A |  | #N/A | #N/A | #N/A | #N/A | #N/A | #N/A
#N/A | #N/A | #N/A | #N/A | #N/A | #N/A |  | #N/A | #N/A | #N/A | #N/A | #N/A | #N/A
#N/A | #N/A | #N/A | #N/A | #N/A | #N/A |  | #N/A | #N/A | #N/A | #N/A | #N/A | #N/A
#N/A | #N/A | #N/A | #N/A | #N/A | #N/A |  | #N/A | #N/A | #N/A | #N/A | #N/A | #N/A
#N/A | #N/A | #N/A | #N/A | #N/A | #N/A |  | #N/A | #N/A | #N/A | #N/A | #N/A | #N/A
#N/A | #N/A | #N/A | #N/A | #N/A | #N/A |  | #N/A | #N/A | #N/A | #N/A | #N/A | #N/A
#N/A | #N/A | #N/A | #N/A | #N/A | #N/A |  | #N/A | #N/A | #N/A | #N/A | #N/A | #N/A
#N/A | #N/A | #N/A | #N/A | #N/A | #N/A |  | #N/A | #N/A | #N/A | #N/A | #N/A | #N/A
#N/A | #N/A | #N/A | #N/A | #N/A | #N/A |  | #N/A | #N/A | #N/A | #N/A | #N/A | #N/A
#N/A | #N/A | #N/A | #N/A | #N/A | #N/A |  | #N/A | #N/A | #N/A | #N/A | #N/A | #N/A
#N/A | #N/A | #N/A | #N/A | #N/A | #N/A |  | #N/A | #N/A | #N/A | #N/A | #N/A | #N/A
#N/A | #N/A | #N/A | #N/A | #N/A | #N/A |  | #N/A | #N/A | #N/A | #N/A | #N/A | #N/A
#N/A | #N/A | #N/A | #N/A | #N/A | #N/A |  | #N/A | #N/A | #N/A | #N/A | #N/A | #N/A
#N/A | #N/A | #N/A | #N/A | #N/A | #N/A |  | #N/A | #N/A | #N/A | #N/A | #N/A | #N/A
#N/A | #N/A | #N/A | #N/A | #N/A | #N/A |  | #N/A | #N/A | #N/A | #N/A | #N/A | #N/A
#N/A | #N/A | #N/A | #N/A | #N/A | #N/A |  | #N/A | #N/A | #N/A | #N/A | #N/A | #N/A
#N/A | #N/A | #N/A | #N/A | #N/A | #N/A |  | #N/A | #N/A | #N/A | #N/A | #N/A | #N/A
#N/A | #N/A | #N/A | #N/A | #N/A | #N/A |  | #N/A | #N/A | #N/A | #N/A | #N/A | #N/A
#N/A | #N/A | #N/A | #N/A | #N/A | #N/A |  | #N/A | #N/A | #N/A | #N/A | #N/A | #N/A
#N/A | #N/A | #N/A | #N/A | #N/A | #N/A |  | #N/A | #N/A | #N/A | #N/A | #N/A | #N/A
#N/A | #N/A | #N/A | #N/A | #N/A | #N/A |  | #N/A | #N/A | #N/A | #N/A | #N/A | #N/A
#N/A | #N/A | #N/A | #N/A | #N/A | #N/A |  | #N/A | #N/A | #N/A | #N/A | #N/A | #N/A
#N/A | #N/A | #N/A | #N/A | #N/A | #N/A |  | #N/A | #N/A | #N/A | #N/A | #N/A | #N/A
#N/A | #N/A | #N/A | #N/A | #N/A | #N/A |  | #N/A | #N/A | #N/A | #N/A | #N/A | #N/A
#N/A | #N/A | #N/A | #N/A | #N/A | #N/A |  | #N/A | #N/A | #N/A | #N/A | #N/A | #N/A
#N/A | #N/A | #N/A | #N/A | #N/A | #N/A |  | #N/A | #N/A | #N/A | #N/A | #N/A | #N/A
#N/A | #N/A | #N/A | #N/A | #N/A | #N/A |  | #N/A | #N/A | #N/A | #N/A | #N/A | #N/A
#N/A | #N/A | #N/A | #N/A | #N/A | #N/A |  | #N/A | #N/A | #N/A | #N/A | #N/A | #N/A
#N/A | #N/A | #N/A | #N/A | #N/A | #N/A |  | #N/A | #N/A | #N/A | #N/A | #N/A | #N/A
#N/A | #N/A | #N/A | #N/A | #N/A | #N/A |  | #N/A | #N/A | #N/A | #N/A | #N/A | #N/A
#N/A | #N/A | #N/A | #N/A | #N/A | #N/A |  | #N/A | #N/A | #N/A | #N/A | #N/A | #N/A
#N/A | #N/A | #N/A | #N/A | #N/A | #N/A |  | #N/A | #N/A | #N/A | #N/A | #N/A | #N/A
#N/A | #N/A | #N/A | #N/A | #N/A | #N/A |  | #N/A | #N/A | #N/A | #N/A | #N/A | #N/A
#N/A | #N/A | #N/A | #N/A | #N/A | #N/A |  | #N/A | #N/A | #N/A | #N/A | #N/A | #N/A
#N/A | #N/A | #N/A | #N/A | #N/A | #N/A |  | #N/A | #N/A | #N/A | #N/A | #N/A | #N/A
#N/A | #N/A | #N/A | #N/A | #N/A | #N/A |  | #N/A | #N/A | #N/A | #N/A | #N/A | #N/A
#N/A | #N/A | #N/A | #N/A | #N/A | #N/A |  | #N/A | #N/A | #N/A | #N/A | #N/A | #N/A
#N/A | #N/A | #N/A | #N/A | #N/A | #N/A |  | #N/A | #N/A | #N/A | #N/A | #N/A | #N/A
#N/A | #N/A | #N/A | #N/A | #N/A | #N/A |  | #N/A | #N/A | #N/A | #N/A | #N/A | #N/A
#N/A | #N/A | #N/A | #N/A | #N/A | #N/A |  | #N/A | #N/A | #N/A | #N/A | #N/A | #N/A
#N/A | #N/A | #N/A | #N/A | #N/A | #N/A |  | #N/A | #N/A | #N/A | #N/A | #N/A | #N/A
#N/A | #N/A | #N/A | #N/A | #N/A | #N/A |  | #N/A | #N/A | #N/A | #N/A | #N/A | #N/A
#N/A | #N/A | #N/A | #N/A | #N/A | #N/A |  | #N/A | #N/A | #N/A | #N/A | #N/A | #N/A
#N/A | #N/A | #N/A | #N/A | #N/A | #N/A |  | #N/A | #N/A | #N/A | #N/A | #N/A | #N/A
#N/A | #N/A | #N/A | #N/A | #N/A | #N/A |  | #N/A | #N/A | #N/A | #N/A | #N/A | #N/A
#N/A | #N/A | #N/A | #N/A | #N/A | #N/A |  | #N/A | #N/A | #N/A | #N/A | #N/A | #N/A
#N/A | #N/A | #N/A | #N/A | #N/A | #N/A |  | #N/A | #N/A | #N/A | #N/A | #N/A | #N/A
#N/A | #N/A | #N/A | #N/A | #N/A | #N/A |  | #N/A | #N/A | #N/A | #N/A | #N/A | #N/A
#N/A | #N/A | #N/A | #N/A | #N/A | #N/A |  | #N/A | #N/A | #N/A | #N/A | #N/A | #N/A
#N/A | #N/A | #N/A | #N/A | #N/A | #N/A |  | #N/A | #N/A | #N/A | #N/A | #N/A | #N/A
#N/A | #N/A | #N/A | #N/A | #N/A | #N/A |  | #N/A | #N/A | #N/A | #N/A | #N/A | #N/A
#N/A | #N/A | #N/A | #N/A | #N/A | #N/A |  | #N/A | #N/A | #N/A | #N/A | #N/A | #N/A
#N/A | #N/A | #N/A | #N/A | #N/A | #N/A |  | #N/A | #N/A | #N/A | #N/A | #N/A | #N/A
#N/A | #N/A | #N/A | #N/A | #N/A | #N/A |  | #N/A | #N/A | #N/A | #N/A | #N/A | #N/A
#N/A | #N/A | #N/A | #N/A | #N/A | #N/A |  | #N/A | #N/A | #N/A | #N/A | #N/A | #N/A
#N/A | #N/A | #N/A | #N/A | #N/A | #N/A |  | #N/A | #N/A | #N/A | #N/A | #N/A | #N/A
#N/A | #N/A | #N/A | #N/A | #N/A | #N/A |  | #N/A | #N/A | #N/A | #N/A | #N/A | #N/A
#N/A | #N/A | #N/A | #N/A | #N/A | #N/A |  | #N/A | #N/A | #N/A | #N/A | #N/A | #N/A
#N/A | #N/A | #N/A | #N/A | #N/A | #N/A |  | #N/A | #N/A | #N/A | #N/A | #N/A | #N/A
#N/A | #N/A | #N/A | #N/A | #N/A | #N/A |  | #N/A | #N/A | #N/A | #N/A | #N/A | #N/A
#N/A | #N/A | #N/A | #N/A | #N/A | #N/A |  | #N/A | #N/A | #N/A | #N/A | #N/A | #N/A
#N/A | #N/A | #N/A | #N/A | #N/A | #N/A |  | #N/A | #N/A | #N/A | #N/A | #N/A | #N/A
#N/A | #N/A | #N/A | #N/A | #N/A | #N/A |  | #N/A | #N/A | #N/A | #N/A | #N/A | #N/A
#N/A | #N/A | #N/A | #N/A | #N/A | #N/A |  | #N/A | #N/A | #N/A | #N/A | #N/A | #N/A
#N/A | #N/A | #N/A | #N/A | #N/A | #N/A |  | #N/A | #N/A | #N/A | #N/A | #N/A | #N/A
#N/A | #N/A | #N/A | #N/A | #N/A | #N/A |  | #N/A | #N/A | #N/A | #N/A | #N/A | #N/A
#N/A | #N/A | #N/A | #N/A | #N/A | #N/A |  | #N/A | #N/A | #N/A | #N/A | #N/A | #N/A
#N/A | #N/A | #N/A | #N/A | #N/A | #N/A |  | #N/A | #N/A | #N/A | #N/A | #N/A | #N/A
#N/A | #N/A | #N/A | #N/A | #N/A | #N/A |  | #N/A | #N/A | #N/A | #N/A | #N/A | #N/A
#N/A | #N/A | #N/A | #N/A | #N/A | #N/A |  | #N/A | #N/A | #N/A | #N/A | #N/A | #N/A
#N/A | #N/A | #N/A | #N/A | #N/A | #N/A |  | #N/A | #N/A | #N/A | #N/A | #N/A | #N/A
#N/A | #N/A | #N/A | #N/A | #N/A | #N/A |  | #N/A | #N/A | #N/A | #N/A | #N/A | #N/A
#N/A | #N/A | #N/A | #N/A | #N/A | #N/A |  | #N/A | #N/A | #N/A | #N/A | #N/A | #N/A
#N/A | #N/A | #N/A | #N/A | #N/A | #N/A |  | #N/A | #N/A | #N/A | #N/A | #N/A | #N/A
#N/A | #N/A | #N/A | #N/A | #N/A | #N/A |  | #N/A | #N/A | #N/A | #N/A | #N/A | #N/A
#N/A | #N/A | #N/A | #N/A | #N/A | #N/A |  | #N/A | #N/A | #N/A | #N/A | #N/A | #N/A
#N/A | #N/A | #N/A | #N/A | #N/A | #N/A |  | #N/A | #N/A | #N/A | #N/A | #N/A | #N/A
#N/A | #N/A | #N/A | #N/A | #N/A | #N/A |  | #N/A | #N/A | #N/A | #N/A | #N/A | #N/A
#N/A | #N/A | #N/A | #N/A | #N/A | #N/A |  | #N/A | #N/A | #N/A | #N/A | #N/A | #N/A
#N/A | #N/A | #N/A | #N/A | #N/A | #N/A |  | #N/A | #N/A | #N/A | #N/A | #N/A | #N/A
#N/A | #N/A | #N/A | #N/A | #N/A | #N/A |  | #N/A | #N/A | #N/A | #N/A | #N/A | #N/A
#N/A | #N/A | #N/A | #N/A | #N/A | #N/A |  | #N/A | #N/A | #N/A | #N/A | #N/A | #N/A
#N/A | #N/A | #N/A | #N/A | #N/A | #N/A |  | #N/A | #N/A | #N/A | #N/A | #N/A | #N/A
#N/A | #N/A | #N/A | #N/A | #N/A | #N/A |  | #N/A | #N/A | #N/A | #N/A | #N/A | #N/A
#N/A | #N/A | #N/A | #N/A | #N/A | #N/A |  | #N/A | #N/A | #N/A | #N/A | #N/A | #N/A
#N/A | #N/A | #N/A | #N/A | #N/A | #N/A |  | #N/A | #N/A | #N/A | #N/A | #N/A | #N/A
#N/A | #N/A | #N/A | #N/A | #N/A | #N/A |  | #N/A | #N/A | #N/A | #N/A | #N/A | #N/A
#N/A | #N/A | #N/A | #N/A | #N/A | #N/A |  | #N/A | #N/A | #N/A | #N/A | #N/A | #N/A
#N/A | #N/A | #N/A | #N/A | #N/A | #N/A |  | #N/A | #N/A | #N/A | #N/A | #N/A | #N/A
#N/A | #N/A | #N/A | #N/A | #N/A | #N/A |  | #N/A | #N/A | #N/A | #N/A | #N/A | #N/A
#N/A | #N/A | #N/A | #N/A | #N/A | #N/A |  | #N/A | #N/A | #N/A | #N/A | #N/A | #N/A
#N/A | #N/A | #N/A | #N/A | #N/A | #N/A |  | #N/A | #N/A | #N/A | #N/A | #N/A | #N/A
#N/A | #N/A | #N/A | #N/A | #N/A | #N/A |  | #N/A | #N/A | #N/A | #N/A | #N/A | #N/A
#N/A | #N/A | #N/A | #N/A | #N/A | #N/A |  | #N/A | #N/A | #N/A | #N/A | #N/A | #N/A
#N/A | #N/A | #N/A | #N/A | #N/A | #N/A |  | #N/A | #N/A | #N/A | #N/A | #N/A | #N/A
#N/A | #N/A | #N/A | #N/A | #N/A | #N/A |  | #N/A | #N/A | #N/A | #N/A | #N/A | #N/A
#N/A | #N/A | #N/A | #N/A | #N/A | #N/A |  | #N/A | #N/A | #N/A | #N/A | #N/A | #N/A
#N/A | #N/A | #N/A | #N/A | #N/A | #N/A |  | #N/A | #N/A | #N/A | #N/A | #N/A | #N/A
#N/A | #N/A | #N/A | #N/A | #N/A | #N/A |  | #N/A | #N/A | #N/A | #N/A | #N/A | #N/A
#N/A | #N/A | #N/A | #N/A | #N/A | #N/A |  | #N/A | #N/A | #N/A | #N/A | #N/A | #N/A
#N/A | #N/A | #N/A | #N/A | #N/A | #N/A |  | #N/A | #N/A | #N/A | #N/A | #N/A | #N/A
#N/A | #N/A | #N/A | #N/A | #N/A | #N/A |  | #N/A | #N/A | #N/A | #N/A | #N/A | #N/A
#N/A | #N/A | #N/A | #N/A | #N/A | #N/A |  | #N/A | #N/A | #N/A | #N/A | #N/A | #N/A
#N/A | #N/A | #N/A | #N/A | #N/A | #N/A |  | #N/A | #N/A | #N/A | #N/A | #N/A | #N/A
#N/A | #N/A | #N/A | #N/A | #N/A | #N/A |  | #N/A | #N/A | #N/A | #N/A | #N/A | #N/A
#N/A | #N/A | #N/A | #N/A | #N/A | #N/A |  | #N/A | #N/A | #N/A | #N/A | #N/A | #N/A
#N/A | #N/A | #N/A | #N/A | #N/A | #N/A |  | #N/A | #N/A | #N/A | #N/A | #N/A | #N/A
#N/A | #N/A | #N/A | #N/A | #N/A | #N/A |  | #N/A | #N/A | #N/A | #N/A | #N/A | #N/A
#N/A | #N/A | #N/A | #N/A | #N/A | #N/A |  | #N/A | #N/A | #N/A | #N/A | #N/A | #N/A
#N/A | #N/A | #N/A | #N/A | #N/A | #N/A |  | #N/A | #N/A | #N/A | #N/A | #N/A | #N/A
#N/A | #N/A | #N/A | #N/A | #N/A | #N/A |  | #N/A | #N/A | #N/A | #N/A | #N/A | #N/A
#N/A | #N/A | #N/A | #N/A | #N/A | #N/A |  | #N/A | #N/A | #N/A | #N/A | #N/A | #N/A
#N/A | #N/A | #N/A | #N/A | #N/A | #N/A |  | #N/A | #N/A | #N/A | #N/A | #N/A | #N/A
#N/A | #N/A | #N/A | #N/A | #N/A | #N/A |  | #N/A | #N/A | #N/A | #N/A | #N/A | #N/A
#N/A | #N/A | #N/A | #N/A | #N/A | #N/A |  | #N/A | #N/A | #N/A | #N/A | #N/A | #N/A
#N/A | #N/A | #N/A | #N/A | #N/A | #N/A |  | #N/A | #N/A | #N/A | #N/A | #N/A | #N/A
#N/A | #N/A | #N/A | #N/A | #N/A | #N/A |  | #N/A | #N/A | #N/A | #N/A | #N/A | #N/A
#N/A | #N/A | #N/A | #N/A | #N/A | #N/A |  | #N/A | #N/A | #N/A | #N/A | #N/A | #N/A
#N/A | #N/A | #N/A | #N/A | #N/A | #N/A |  | #N/A | #N/A | #N/A | #N/A | #N/A | #N/A
#N/A | #N/A | #N/A | #N/A | #N/A | #N/A |  | #N/A | #N/A | #N/A | #N/A | #N/A | #N/A
#N/A | #N/A | #N/A | #N/A | #N/A | #N/A |  | #N/A | #N/A | #N/A | #N/A | #N/A | #N/A
#N/A | #N/A | #N/A | #N/A | #N/A | #N/A |  | #N/A | #N/A | #N/A | #N/A | #N/A | #N/A
#N/A | #N/A | #N/A | #N/A | #N/A | #N/A |  | #N/A | #N/A | #N/A | #N/A | #N/A | #N/A
#N/A | #N/A | #N/A | #N/A | #N/A | #N/A |  | #N/A | #N/A | #N/A | #N/A | #N/A | #N/A
#N/A | #N/A | #N/A | #N/A | #N/A | #N/A |  | #N/A | #N/A | #N/A | #N/A | #N/A | #N/A
#N/A | #N/A | #N/A | #N/A | #N/A | #N/A |  | #N/A | #N/A | #N/A | #N/A | #N/A | #N/A
#N/A | #N/A | #N/A | #N/A | #N/A | #N/A |  | #N/A | #N/A | #N/A | #N/A | #N/A | #N/A
#N/A | #N/A | #N/A | #N/A | #N/A | #N/A |  | #N/A | #N/A | #N/A | #N/A | #N/A | #N/A
#N/A | #N/A | #N/A | #N/A | #N/A | #N/A |  | #N/A | #N/A | #N/A | #N/A | #N/A | #N/A
#N/A | #N/A | #N/A | #N/A | #N/A | #N/A |  | #N/A | #N/A | #N/A | #N/A | #N/A | #N/A
#N/A | #N/A | #N/A | #N/A | #N/A | #N/A |  | #N/A | #N/A | #N/A | #N/A | #N/A | #N/A
#N/A | #N/A | #N/A | #N/A | #N/A | #N/A |  | #N/A | #N/A | #N/A | #N/A | #N/A | #N/A
#N/A | #N/A | #N/A | #N/A | #N/A | #N/A |  | #N/A | #N/A | #N/A | #N/A | #N/A | #N/A
#N/A | #N/A | #N/A | #N/A | #N/A | #N/A |  | #N/A | #N/A | #N/A | #N/A | #N/A | #N/A
#N/A | #N/A | #N/A | #N/A | #N/A | #N/A |  | #N/A | #N/A | #N/A | #N/A | #N/A | #N/A
#N/A | #N/A | #N/A | #N/A | #N/A | #N/A |  | #N/A | #N/A | #N/A | #N/A | #N/A | #N/A
#N/A | #N/A | #N/A | #N/A | #N/A | #N/A |  | #N/A | #N/A | #N/A | #N/A | #N/A | #N/A
#N/A | #N/A | #N/A | #N/A | #N/A | #N/A |  | #N/A | #N/A | #N/A | #N/A | #N/A | #N/A
#N/A | #N/A | #N/A | #N/A | #N/A | #N/A |  | #N/A | #N/A | #N/A | #N/A | #N/A | #N/A
#N/A | #N/A | #N/A | #N/A | #N/A | #N/A |  | #N/A | #N/A | #N/A | #N/A | #N/A | #N/A
#N/A | #N/A | #N/A | #N/A | #N/A | #N/A |  | #N/A | #N/A | #N/A | #N/A | #N/A | #N/A
#N/A | #N/A | #N/A | #N/A | #N/A | #N/A |  | #N/A | #N/A | #N/A | #N/A | #N/A | #N/A
#N/A | #N/A | #N/A | #N/A | #N/A | #N/A |  | #N/A | #N/A | #N/A | #N/A | #N/A | #N/A
#N/A | #N/A | #N/A | #N/A | #N/A | #N/A |  | #N/A | #N/A | #N/A | #N/A | #N/A | #N/A
#N/A | #N/A | #N/A | #N/A | #N/A | #N/A |  | #N/A | #N/A | #N/A | #N/A | #N/A | #N/A
#N/A | #N/A | #N/A | #N/A | #N/A | #N/A |  | #N/A | #N/A | #N/A | #N/A | #N/A | #N/A
#N/A | #N/A | #N/A | #N/A | #N/A | #N/A |  | #N/A | #N/A | #N/A | #N/A | #N/A | #N/A
#N/A | #N/A | #N/A | #N/A | #N/A | #N/A |  | #N/A | #N/A | #N/A | #N/A | #N/A | #N/A
#N/A | #N/A | #N/A | #N/A | #N/A | #N/A |  | #N/A | #N/A | #N/A | #N/A | #N/A | #N/A
#N/A | #N/A | #N/A | #N/A | #N/A | #N/A |  | #N/A | #N/A | #N/A | #N/A | #N/A | #N/A
#N/A | #N/A | #N/A | #N/A | #N/A | #N/A |  | #N/A | #N/A | #N/A | #N/A | #N/A | #N/A
#N/A | #N/A | #N/A | #N/A | #N/A | #N/A |  | #N/A | #N/A | #N/A | #N/A | #N/A | #N/A
#N/A | #N/A | #N/A | #N/A | #N/A | #N/A |  | #N/A | #N/A | #N/A | #N/A | #N/A | #N/A
#N/A | #N/A | #N/A | #N/A | #N/A | #N/A |  | #N/A | #N/A | #N/A | #N/A | #N/A | #N/A
#N/A | #N/A | #N/A | #N/A | #N/A | #N/A |  | #N/A | #N/A | #N/A | #N/A | #N/A | #N/A
#N/A | #N/A | #N/A | #N/A | #N/A | #N/A |  | #N/A | #N/A | #N/A | #N/A | #N/A | #N/A
#N/A | #N/A | #N/A | #N/A | #N/A | #N/A |  | #N/A | #N/A | #N/A | #N/A | #N/A | #N/A
#N/A | #N/A | #N/A | #N/A | #N/A | #N/A |  | #N/A | #N/A | #N/A | #N/A | #N/A | #N/A
#N/A | #N/A | #N/A | #N/A | #N/A | #N/A |  | #N/A | #N/A | #N/A | #N/A | #N/A | #N/A
#N/A | #N/A | #N/A | #N/A | #N/A | #N/A |  | #N/A | #N/A | #N/A | #N/A | #N/A | #N/A
#N/A | #N/A | #N/A | #N/A | #N/A | #N/A |  | #N/A | #N/A | #N/A | #N/A | #N/A | #N/A
#N/A | #N/A | #N/A | #N/A | #N/A | #N/A |  | #N/A | #N/A | #N/A | #N/A | #N/A | #N/A
#N/A | #N/A | #N/A | #N/A | #N/A | #N/A |  | #N/A | #N/A | #N/A | #N/A | #N/A | #N/A
#N/A | #N/A | #N/A | #N/A | #N/A | #N/A |  | #N/A | #N/A | #N/A | #N/A | #N/A | #N/A
#N/A | #N/A | #N/A | #N/A | #N/A | #N/A |  | #N/A | #N/A | #N/A | #N/A | #N/A | #N/A
#N/A | #N/A | #N/A | #N/A | #N/A | #N/A |  | #N/A | #N/A | #N/A | #N/A | #N/A | #N/A
#N/A | #N/A | #N/A | #N/A | #N/A | #N/A |  | #N/A | #N/A | #N/A | #N/A | #N/A | #N/A
#N/A | #N/A | #N/A | #N/A | #N/A | #N/A |  | #N/A | #N/A | #N/A | #N/A | #N/A | #N/A
#N/A | #N/A | #N/A | #N/A | #N/A | #N/A |  | #N/A | #N/A | #N/A | #N/A | #N/A | #N/A
#N/A | #N/A | #N/A | #N/A | #N/A | #N/A |  | #N/A | #N/A | #N/A | #N/A | #N/A | #N/A
#N/A | #N/A | #N/A | #N/A | #N/A | #N/A |  | #N/A | #N/A | #N/A | #N/A | #N/A | #N/A
#N/A | #N/A | #N/A | #N/A | #N/A | #N/A |  | #N/A | #N/A | #N/A | #N/A | #N/A | #N/A
#N/A | #N/A | #N/A | #N/A | #N/A | #N/A |  | #N/A | #N/A | #N/A | #N/A | #N/A | #N/A
#N/A | #N/A | #N/A | #N/A | #N/A | #N/A |  | #N/A | #N/A | #N/A | #N/A | #N/A | #N/A
#N/A | #N/A | #N/A | #N/A | #N/A | #N/A |  | #N/A | #N/A | #N/A | #N/A | #N/A | #N/A
#N/A | #N/A | #N/A | #N/A | #N/A | #N/A |  | #N/A | #N/A | #N/A | #N/A | #N/A | #N/A
#N/A | #N/A | #N/A | #N/A | #N/A | #N/A |  | #N/A | #N/A | #N/A | #N/A | #N/A | #N/A
#N/A | #N/A | #N/A | #N/A | #N/A | #N/A |  | #N/A | #N/A | #N/A | #N/A | #N/A | #N/A
#N/A | #N/A | #N/A | #N/A | #N/A | #N/A |  | #N/A | #N/A | #N/A | #N/A | #N/A | #N/A
#N/A | #N/A | #N/A | #N/A | #N/A | #N/A |  | #N/A | #N/A | #N/A | #N/A | #N/A | #N/A
#N/A | #N/A | #N/A | #N/A | #N/A | #N/A |  | #N/A | #N/A | #N/A | #N/A | #N/A | #N/A
#N/A | #N/A | #N/A | #N/A | #N/A | #N/A |  | #N/A | #N/A | #N/A | #N/A | #N/A | #N/A
#N/A | #N/A | #N/A | #N/A | #N/A | #N/A |  | #N/A | #N/A | #N/A | #N/A | #N/A | #N/A
#N/A | #N/A | #N/A | #N/A | #N/A | #N/A |  | #N/A | #N/A | #N/A | #N/A | #N/A | #N/A
#N/A | #N/A | #N/A | #N/A | #N/A | #N/A |  | #N/A | #N/A | #N/A | #N/A | #N/A | #N/A
#N/A | #N/A | #N/A | #N/A | #N/A | #N/A |  | #N/A | #N/A | #N/A | #N/A | #N/A | #N/A
#N/A | #N/A | #N/A | #N/A | #N/A | #N/A |  | #N/A | #N/A | #N/A | #N/A | #N/A | #N/A
#N/A | #N/A | #N/A | #N/A | #N/A | #N/A |  | #N/A | #N/A | #N/A | #N/A | #N/A | #N/A
#N/A | #N/A | #N/A | #N/A | #N/A | #N/A |  | #N/A | #N/A | #N/A | #N/A | #N/A | #N/A
#N/A | #N/A | #N/A | #N/A | #N/A | #N/A |  | #N/A | #N/A | #N/A | #N/A | #N/A | #N/A
#N/A | #N/A | #N/A | #N/A | #N/A | #N/A |  | #N/A | #N/A | #N/A | #N/A | #N/A | #N/A
#N/A | #N/A | #N/A | #N/A | #N/A | #N/A |  | #N/A | #N/A | #N/A | #N/A | #N/A | #N/A
#N/A | #N/A | #N/A | #N/A | #N/A | #N/A |  | #N/A | #N/A | #N/A | #N/A | #N/A | #N/A
#N/A | #N/A | #N/A | #N/A | #N/A | #N/A |  | #N/A | #N/A | #N/A | #N/A | #N/A | #N/A
#N/A | #N/A | #N/A | #N/A | #N/A | #N/A |  | #N/A | #N/A | #N/A | #N/A | #N/A | #N/A
#N/A | #N/A | #N/A | #N/A | #N/A | #N/A |  | #N/A | #N/A | #N/A | #N/A | #N/A | #N/A
#N/A | #N/A | #N/A | #N/A | #N/A | #N/A |  | #N/A | #N/A | #N/A | #N/A | #N/A | #N/A
#N/A | #N/A | #N/A | #N/A | #N/A | #N/A |  | #N/A | #N/A | #N/A | #N/A | #N/A | #N/A
#N/A | #N/A | #N/A | #N/A | #N/A | #N/A |  | #N/A | #N/A | #N/A | #N/A | #N/A | #N/A
#N/A | #N/A | #N/A | #N/A | #N/A | #N/A |  | #N/A | #N/A | #N/A | #N/A | #N/A | #N/A
#N/A | #N/A | #N/A | #N/A | #N/A | #N/A |  | #N/A | #N/A | #N/A | #N/A | #N/A | #N/A
#N/A | #N/A | #N/A | #N/A | #N/A | #N/A |  | #N/A | #N/A | #N/A | #N/A | #N/A | #N/A
#N/A | #N/A | #N/A | #N/A | #N/A | #N/A |  | #N/A | #N/A | #N/A | #N/A | #N/A | #N/A
#N/A | #N/A | #N/A | #N/A | #N/A | #N/A |  | #N/A | #N/A | #N/A | #N/A | #N/A | #N/A
#N/A | #N/A | #N/A | #N/A | #N/A | #N/A |  | #N/A | #N/A | #N/A | #N/A | #N/A | #N/A
#N/A | #N/A | #N/A | #N/A | #N/A | #N/A |  | #N/A | #N/A | #N/A | #N/A | #N/A | #N/A
#N/A | #N/A | #N/A | #N/A | #N/A | #N/A |  | #N/A | #N/A | #N/A | #N/A | #N/A | #N/A
#N/A | #N/A | #N/A | #N/A | #N/A | #N/A |  | #N/A | #N/A | #N/A | #N/A | #N/A | #N/A
#N/A | #N/A | #N/A | #N/A | #N/A | #N/A |  | #N/A | #N/A | #N/A | #N/A | #N/A | #N/A
#N/A | #N/A | #N/A | #N/A | #N/A | #N/A |  | #N/A | #N/A | #N/A | #N/A | #N/A | #N/A
#N/A | #N/A | #N/A | #N/A | #N/A | #N/A |  | #N/A | #N/A | #N/A | #N/A | #N/A | #N/A
#N/A | #N/A | #N/A | #N/A | #N/A | #N/A |  | #N/A | #N/A | #N/A | #N/A | #N/A | #N/A
#N/A | #N/A | #N/A | #N/A | #N/A | #N/A |  | #N/A | #N/A | #N/A | #N/A | #N/A | #N/A
#N/A | #N/A | #N/A | #N/A | #N/A | #N/A |  | #N/A | #N/A | #N/A | #N/A | #N/A | #N/A
#N/A | #N/A | #N/A | #N/A | #N/A | #N/A |  | #N/A | #N/A | #N/A | #N/A | #N/A | #N/A
#N/A | #N/A | #N/A | #N/A | #N/A | #N/A |  | #N/A | #N/A | #N/A | #N/A | #N/A | #N/A
#N/A | #N/A | #N/A | #N/A | #N/A | #N/A |  | #N/A | #N/A | #N/A | #N/A | #N/A | #N/A
#N/A | #N/A | #N/A | #N/A | #N/A | #N/A |  | #N/A | #N/A | #N/A | #N/A | #N/A | #N/A
#N/A | #N/A | #N/A | #N/A | #N/A | #N/A |  | #N/A | #N/A | #N/A | #N/A | #N/A | #N/A
#N/A | #N/A | #N/A | #N/A | #N/A | #N/A |  | #N/A | #N/A | #N/A | #N/A | #N/A | #N/A
#N/A | #N/A | #N/A | #N/A | #N/A | #N/A |  | #N/A | #N/A | #N/A | #N/A | #N/A | #N/A
#N/A | #N/A | #N/A | #N/A | #N/A | #N/A |  | #N/A | #N/A | #N/A | #N/A | #N/A | #N/A
#N/A | #N/A | #N/A | #N/A | #N/A | #N/A |  | #N/A | #N/A | #N/A | #N/A | #N/A | #N/A
#N/A | #N/A | #N/A | #N/A | #N/A | #N/A |  | #N/A | #N/A | #N/A | #N/A | #N/A | #N/A
#N/A | #N/A | #N/A | #N/A | #N/A | #N/A |  | #N/A | #N/A | #N/A | #N/A | #N/A | #N/A
#N/A | #N/A | #N/A | #N/A | #N/A | #N/A |  | #N/A | #N/A | #N/A | #N/A | #N/A | #N/A
#N/A | #N/A | #N/A | #N/A | #N/A | #N/A |  | #N/A | #N/A | #N/A | #N/A | #N/A | #N/A
#N/A | #N/A | #N/A | #N/A | #N/A | #N/A |  | #N/A | #N/A | #N/A | #N/A | #N/A | #N/A
#N/A | #N/A | #N/A | #N/A | #N/A | #N/A |  | #N/A | #N/A | #N/A | #N/A | #N/A | #N/A
#N/A | #N/A | #N/A | #N/A | #N/A | #N/A |  | #N/A | #N/A | #N/A | #N/A | #N/A | #N/A
#N/A | #N/A | #N/A | #N/A | #N/A | #N/A |  | #N/A | #N/A | #N/A | #N/A | #N/A | #N/A
#N/A | #N/A | #N/A | #N/A | #N/A | #N/A |  | #N/A | #N/A | #N/A | #N/A | #N/A | #N/A
#N/A | #N/A | #N/A | #N/A | #N/A | #N/A |  | #N/A | #N/A | #N/A | #N/A | #N/A | #N/A
#N/A | #N/A | #N/A | #N/A | #N/A | #N/A |  | #N/A | #N/A | #N/A | #N/A | #N/A | #N/A
#N/A | #N/A | #N/A | #N/A | #N/A | #N/A |  | #N/A | #N/A | #N/A | #N/A | #N/A | #N/A
#N/A | #N/A | #N/A | #N/A | #N/A | #N/A |  | #N/A | #N/A | #N/A | #N/A | #N/A | #N/A
#N/A | #N/A | #N/A | #N/A | #N/A | #N/A |  | #N/A | #N/A | #N/A | #N/A | #N/A | #N/A
#N/A | #N/A | #N/A | #N/A | #N/A | #N/A |  | #N/A | #N/A | #N/A | #N/A | #N/A | #N/A
#N/A | #N/A | #N/A | #N/A | #N/A | #N/A |  | #N/A | #N/A | #N/A | #N/A | #N/A | #N/A
#N/A | #N/A | #N/A | #N/A | #N/A | #N/A |  | #N/A | #N/A | #N/A | #N/A | #N/A | #N/A
#N/A | #N/A | #N/A | #N/A | #N/A | #N/A |  | #N/A | #N/A | #N/A | #N/A | #N/A | #N/A
#N/A | #N/A | #N/A | #N/A | #N/A | #N/A |  | #N/A | #N/A | #N/A | #N/A | #N/A | #N/A
#N/A | #N/A | #N/A | #N/A | #N/A | #N/A |  | #N/A | #N/A | #N/A | #N/A | #N/A | #N/A
#N/A | #N/A | #N/A | #N/A | #N/A | #N/A |  | #N/A | #N/A | #N/A | #N/A | #N/A | #N/A
#N/A | #N/A | #N/A | #N/A | #N/A | #N/A |  | #N/A | #N/A | #N/A | #N/A | #N/A | #N/A
#N/A | #N/A | #N/A | #N/A | #N/A | #N/A |  | #N/A | #N/A | #N/A | #N/A | #N/A | #N/A
#N/A | #N/A | #N/A | #N/A | #N/A | #N/A |  | #N/A | #N/A | #N/A | #N/A | #N/A | #N/A
#N/A | #N/A | #N/A | #N/A | #N/A | #N/A |  | #N/A | #N/A | #N/A | #N/A | #N/A | #N/A
#N/A | #N/A | #N/A | #N/A | #N/A | #N/A |  | #N/A | #N/A | #N/A | #N/A | #N/A | #N/A
#N/A | #N/A | #N/A | #N/A | #N/A | #N/A |  | #N/A | #N/A | #N/A | #N/A | #N/A | #N/A
#N/A | #N/A | #N/A | #N/A | #N/A | #N/A |  | #N/A | #N/A | #N/A | #N/A | #N/A | #N/A
#N/A | #N/A | #N/A | #N/A | #N/A | #N/A |  | #N/A | #N/A | #N/A | #N/A | #N/A | #N/A
#N/A | #N/A | #N/A | #N/A | #N/A | #N/A |  | #N/A | #N/A | #N/A | #N/A | #N/A | #N/A
#N/A | #N/A | #N/A | #N/A | #N/A | #N/A |  | #N/A | #N/A | #N/A | #N/A | #N/A | #N/A
#N/A | #N/A | #N/A | #N/A | #N/A | #N/A |  | #N/A | #N/A | #N/A | #N/A | #N/A | #N/A
#N/A | #N/A | #N/A | #N/A | #N/A | #N/A |  | #N/A | #N/A | #N/A | #N/A | #N/A | #N/A
#N/A | #N/A | #N/A | #N/A | #N/A | #N/A |  | #N/A | #N/A | #N/A | #N/A | #N/A | #N/A
#N/A | #N/A | #N/A | #N/A | #N/A | #N/A |  | #N/A | #N/A | #N/A | #N/A | #N/A | #N/A
#N/A | #N/A | #N/A | #N/A | #N/A | #N/A |  | #N/A | #N/A | #N/A | #N/A | #N/A | #N/A
#N/A | #N/A | #N/A | #N/A | #N/A | #N/A |  | #N/A | #N/A | #N/A | #N/A | #N/A | #N/A
#N/A | #N/A | #N/A | #N/A | #N/A | #N/A |  | #N/A | #N/A | #N/A | #N/A | #N/A | #N/A
#N/A | #N/A | #N/A | #N/A | #N/A | #N/A |  | #N/A | #N/A | #N/A | #N/A | #N/A | #N/A
#N/A | #N/A | #N/A | #N/A | #N/A | #N/A |  | #N/A | #N/A | #N/A | #N/A | #N/A | #N/A
#N/A | #N/A | #N/A | #N/A | #N/A | #N/A |  | #N/A | #N/A | #N/A | #N/A | #N/A | #N/A
#N/A | #N/A | #N/A | #N/A | #N/A | #N/A |  | #N/A | #N/A | #N/A | #N/A | #N/A | #N/A
#N/A | #N/A | #N/A | #N/A | #N/A | #N/A |  | #N/A | #N/A | #N/A | #N/A | #N/A | #N/A
#N/A | #N/A | #N/A | #N/A | #N/A | #N/A |  | #N/A | #N/A | #N/A | #N/A | #N/A | #N/A
#N/A | #N/A | #N/A | #N/A | #N/A | #N/A |  | #N/A | #N/A | #N/A | #N/A | #N/A | #N/A
#N/A | #N/A | #N/A | #N/A | #N/A | #N/A |  | #N/A | #N/A | #N/A | #N/A | #N/A | #N/A
#N/A | #N/A | #N/A | #N/A | #N/A | #N/A |  | #N/A | #N/A | #N/A | #N/A | #N/A | #N/A
#N/A | #N/A | #N/A | #N/A | #N/A | #N/A |  | #N/A | #N/A | #N/A | #N/A | #N/A | #N/A
#N/A | #N/A | #N/A | #N/A | #N/A | #N/A |  | #N/A | #N/A | #N/A | #N/A | #N/A | #N/A
#N/A | #N/A | #N/A | #N/A | #N/A | #N/A |  | #N/A | #N/A | #N/A | #N/A | #N/A | #N/A
#N/A | #N/A | #N/A | #N/A | #N/A | #N/A |  | #N/A | #N/A | #N/A | #N/A | #N/A | #N/A
#N/A | #N/A | #N/A | #N/A | #N/A | #N/A |  | #N/A | #N/A | #N/A | #N/A | #N/A | #N/A
#N/A | #N/A | #N/A | #N/A | #N/A | #N/A |  | #N/A | #N/A | #N/A | #N/A | #N/A | #N/A
#N/A | #N/A | #N/A | #N/A | #N/A | #N/A |  | #N/A | #N/A | #N/A | #N/A | #N/A | #N/A
#N/A | #N/A | #N/A | #N/A | #N/A | #N/A |  | #N/A | #N/A | #N/A | #N/A | #N/A | #N/A
#N/A | #N/A | #N/A | #N/A | #N/A | #N/A |  | #N/A | #N/A | #N/A | #N/A | #N/A | #N/A
#N/A | #N/A | #N/A | #N/A | #N/A | #N/A |  | #N/A | #N/A | #N/A | #N/A | #N/A | #N/A
#N/A | #N/A | #N/A | #N/A | #N/A | #N/A |  | #N/A | #N/A | #N/A | #N/A | #N/A | #N/A
#N/A | #N/A | #N/A | #N/A | #N/A | #N/A |  | #N/A | #N/A | #N/A | #N/A | #N/A | #N/A
#N/A | #N/A | #N/A | #N/A | #N/A | #N/A |  | #N/A | #N/A | #N/A | #N/A | #N/A | #N/A
#N/A | #N/A | #N/A | #N/A | #N/A | #N/A |  | #N/A | #N/A | #N/A | #N/A | #N/A | #N/A
#N/A | #N/A | #N/A | #N/A | #N/A | #N/A |  | #N/A | #N/A | #N/A | #N/A | #N/A | #N/A
#N/A | #N/A | #N/A | #N/A | #N/A | #N/A |  | #N/A | #N/A | #N/A | #N/A | #N/A | #N/A
#N/A | #N/A | #N/A | #N/A | #N/A | #N/A |  | #N/A | #N/A | #N/A | #N/A | #N/A | #N/A
#N/A | #N/A | #N/A | #N/A | #N/A | #N/A |  | #N/A | #N/A | #N/A | #N/A | #N/A | #N/A
#N/A | #N/A | #N/A | #N/A | #N/A | #N/A |  | #N/A | #N/A | #N/A | #N/A | #N/A | #N/A
#N/A | #N/A | #N/A | #N/A | #N/A | #N/A |  | #N/A | #N/A | #N/A | #N/A | #N/A | #N/A
#N/A | #N/A | #N/A | #N/A | #N/A | #N/A |  | #N/A | #N/A | #N/A | #N/A | #N/A | #N/A
#N/A | #N/A | #N/A | #N/A | #N/A | #N/A |  | #N/A | #N/A | #N/A | #N/A | #N/A | #N/A
#N/A | #N/A | #N/A | #N/A | #N/A | #N/A |  | #N/A | #N/A | #N/A | #N/A | #N/A | #N/A
#N/A | #N/A | #N/A | #N/A | #N/A | #N/A |  | #N/A | #N/A | #N/A | #N/A | #N/A | #N/A
#N/A | #N/A | #N/A | #N/A | #N/A | #N/A |  | #N/A | #N/A | #N/A | #N/A | #N/A | #N/A
#N/A | #N/A | #N/A | #N/A | #N/A | #N/A |  | #N/A | #N/A | #N/A | #N/A | #N/A | #N/A
#N/A | #N/A | #N/A | #N/A | #N/A | #N/A |  | #N/A | #N/A | #N/A | #N/A | #N/A | #N/A
#N/A | #N/A | #N/A | #N/A | #N/A | #N/A |  | #N/A | #N/A | #N/A | #N/A | #N/A | #N/A
#N/A | #N/A | #N/A | #N/A | #N/A | #N/A |  | #N/A | #N/A | #N/A | #N/A | #N/A | #N/A
#N/A | #N/A | #N/A | #N/A | #N/A | #N/A |  | #N/A | #N/A | #N/A | #N/A | #N/A | #N/A
#N/A | #N/A | #N/A | #N/A | #N/A | #N/A |  | #N/A | #N/A | #N/A | #N/A | #N/A | #N/A
#N/A | #N/A | #N/A | #N/A | #N/A | #N/A |  | #N/A | #N/A | #N/A | #N/A | #N/A | #N/A
#N/A | #N/A | #N/A | #N/A | #N/A | #N/A |  | #N/A | #N/A | #N/A | #N/A | #N/A | #N/A
#N/A | #N/A | #N/A | #N/A | #N/A | #N/A |  | #N/A | #N/A | #N/A | #N/A | #N/A | #N/A
#N/A | #N/A | #N/A | #N/A | #N/A | #N/A |  | #N/A | #N/A | #N/A | #N/A | #N/A | #N/A
#N/A | #N/A | #N/A | #N/A | #N/A | #N/A |  | #N/A | #N/A | #N/A | #N/A | #N/A | #N/A
#N/A | #N/A | #N/A | #N/A | #N/A | #N/A |  | #N/A | #N/A | #N/A | #N/A | #N/A | #N/A
#N/A | #N/A | #N/A | #N/A | #N/A | #N/A |  | #N/A | #N/A | #N/A | #N/A | #N/A | #N/A
#N/A | #N/A | #N/A | #N/A | #N/A | #N/A |  | #N/A | #N/A | #N/A | #N/A | #N/A | #N/A
#N/A | #N/A | #N/A | #N/A | #N/A | #N/A |  | #N/A | #N/A | #N/A | #N/A | #N/A | #N/A
#N/A | #N/A | #N/A | #N/A | #N/A | #N/A |  | #N/A | #N/A | #N/A | #N/A | #N/A | #N/A
#N/A | #N/A | #N/A | #N/A | #N/A | #N/A |  | #N/A | #N/A | #N/A | #N/A | #N/A | #N/A
#N/A | #N/A | #N/A | #N/A | #N/A | #N/A |  | #N/A | #N/A | #N/A | #N/A | #N/A | #N/A
#N/A | #N/A | #N/A | #N/A | #N/A | #N/A |  | #N/A | #N/A | #N/A | #N/A | #N/A | #N/A
#N/A | #N/A | #N/A | #N/A | #N/A | #N/A |  | #N/A | #N/A | #N/A | #N/A | #N/A | #N/A
#N/A | #N/A | #N/A | #N/A | #N/A | #N/A |  | #N/A | #N/A | #N/A | #N/A | #N/A | #N/A
#N/A | #N/A | #N/A | #N/A | #N/A | #N/A |  | #N/A | #N/A | #N/A | #N/A | #N/A | #N/A
#N/A | #N/A | #N/A | #N/A | #N/A | #N/A |  | #N/A | #N/A | #N/A | #N/A | #N/A | #N/A
#N/A | #N/A | #N/A | #N/A | #N/A | #N/A |  | #N/A | #N/A | #N/A | #N/A | #N/A | #N/A
#N/A | #N/A | #N/A | #N/A | #N/A | #N/A |  | #N/A | #N/A | #N/A | #N/A | #N/A | #N/A
#N/A | #N/A | #N/A | #N/A | #N/A | #N/A |  | #N/A | #N/A | #N/A | #N/A | #N/A | #N/A
#N/A | #N/A | #N/A | #N/A | #N/A | #N/A |  | #N/A | #N/A | #N/A | #N/A | #N/A | #N/A
#N/A | #N/A | #N/A | #N/A | #N/A | #N/A |  | #N/A | #N/A | #N/A | #N/A | #N/A | #N/A
#N/A | #N/A | #N/A | #N/A | #N/A | #N/A |  | #N/A | #N/A | #N/A | #N/A | #N/A | #N/A
#N/A | #N/A | #N/A | #N/A | #N/A | #N/A |  | #N/A | #N/A | #N/A | #N/A | #N/A | #N/A
#N/A | #N/A | #N/A | #N/A | #N/A | #N/A |  | #N/A | #N/A | #N/A | #N/A | #N/A | #N/A
#N/A | #N/A | #N/A | #N/A | #N/A | #N/A |  | #N/A | #N/A | #N/A | #N/A | #N/A | #N/A
#N/A | #N/A | #N/A | #N/A | #N/A | #N/A |  | #N/A | #N/A | #N/A | #N/A | #N/A | #N/A
#N/A | #N/A | #N/A | #N/A | #N/A | #N/A |  | #N/A | #N/A | #N/A | #N/A | #N/A | #N/A
#N/A | #N/A | #N/A | #N/A | #N/A | #N/A |  | #N/A | #N/A | #N/A | #N/A | #N/A | #N/A
#N/A | #N/A | #N/A | #N/A | #N/A | #N/A |  | #N/A | #N/A | #N/A | #N/A | #N/A | #N/A
#N/A | #N/A | #N/A | #N/A | #N/A | #N/A |  | #N/A | #N/A | #N/A | #N/A | #N/A | #N/A
#N/A | #N/A | #N/A | #N/A | #N/A | #N/A |  | #N/A | #N/A | #N/A | #N/A | #N/A | #N/A
#N/A | #N/A | #N/A | #N/A | #N/A | #N/A |  | #N/A | #N/A | #N/A | #N/A | #N/A | #N/A
#N/A | #N/A | #N/A | #N/A | #N/A | #N/A |  | #N/A | #N/A | #N/A | #N/A | #N/A | #N/A
#N/A | #N/A | #N/A | #N/A | #N/A | #N/A |  | #N/A | #N/A | #N/A | #N/A | #N/A | #N/A
#N/A | #N/A | #N/A | #N/A | #N/A | #N/A |  | #N/A | #N/A | #N/A | #N/A | #N/A | #N/A
#N/A | #N/A | #N/A | #N/A | #N/A | #N/A |  | #N/A | #N/A | #N/A | #N/A | #N/A | #N/A
#N/A | #N/A | #N/A | #N/A | #N/A | #N/A |  | #N/A | #N/A | #N/A | #N/A | #N/A | #N/A
#N/A | #N/A | #N/A | #N/A | #N/A | #N/A |  | #N/A | #N/A | #N/A | #N/A | #N/A | #N/A
#N/A | #N/A | #N/A | #N/A | #N/A | #N/A |  | #N/A | #N/A | #N/A | #N/A | #N/A | #N/A
#N/A | #N/A | #N/A | #N/A | #N/A | #N/A |  | #N/A | #N/A | #N/A | #N/A | #N/A | #N/A
#N/A | #N/A | #N/A | #N/A | #N/A | #N/A |  | #N/A | #N/A | #N/A | #N/A | #N/A | #N/A
#N/A | #N/A | #N/A | #N/A | #N/A | #N/A |  | #N/A | #N/A | #N/A | #N/A | #N/A | #N/A
#N/A | #N/A | #N/A | #N/A | #N/A | #N/A |  | #N/A | #N/A | #N/A | #N/A | #N/A | #N/A
#N/A | #N/A | #N/A | #N/A | #N/A | #N/A |  | #N/A | #N/A | #N/A | #N/A | #N/A | #N/A
#N/A | #N/A | #N/A | #N/A | #N/A | #N/A |  | #N/A | #N/A | #N/A | #N/A | #N/A | #N/A
#N/A | #N/A | #N/A | #N/A | #N/A | #N/A |  | #N/A | #N/A | #N/A | #N/A | #N/A | #N/A
#N/A | #N/A | #N/A | #N/A | #N/A | #N/A |  | #N/A | #N/A | #N/A | #N/A | #N/A | #N/A
#N/A | #N/A | #N/A | #N/A | #N/A | #N/A |  | #N/A | #N/A | #N/A | #N/A | #N/A | #N/A
#N/A | #N/A | #N/A | #N/A | #N/A | #N/A |  | #N/A | #N/A | #N/A | #N/A | #N/A | #N/A
#N/A | #N/A | #N/A | #N/A | #N/A | #N/A |  | #N/A | #N/A | #N/A | #N/A | #N/A | #N/A
#N/A | #N/A | #N/A | #N/A | #N/A | #N/A |  | #N/A | #N/A | #N/A | #N/A | #N/A | #N/A
#N/A | #N/A | #N/A | #N/A | #N/A | #N/A |  | #N/A | #N/A | #N/A | #N/A | #N/A | #N/A
#N/A | #N/A | #N/A | #N/A | #N/A | #N/A |  | #N/A | #N/A | #N/A | #N/A | #N/A | #N/A
#N/A | #N/A | #N/A | #N/A | #N/A | #N/A |  | #N/A | #N/A | #N/A | #N/A | #N/A | #N/A
#N/A | #N/A | #N/A | #N/A | #N/A | #N/A |  | #N/A | #N/A | #N/A | #N/A | #N/A | #N/A
#N/A | #N/A | #N/A | #N/A | #N/A | #N/A |  | #N/A | #N/A | #N/A | #N/A | #N/A | #N/A
#N/A | #N/A | #N/A | #N/A | #N/A | #N/A |  | #N/A | #N/A | #N/A | #N/A | #N/A | #N/A
#N/A | #N/A | #N/A | #N/A | #N/A | #N/A |  | #N/A | #N/A | #N/A | #N/A | #N/A | #N/A
#N/A | #N/A | #N/A | #N/A | #N/A | #N/A |  | #N/A | #N/A | #N/A | #N/A | #N/A | #N/A
#N/A | #N/A | #N/A | #N/A | #N/A | #N/A |  | #N/A | #N/A | #N/A | #N/A | #N/A | #N/A
#N/A | #N/A | #N/A | #N/A | #N/A | #N/A |  | #N/A | #N/A | #N/A | #N/A | #N/A | #N/A
#N/A | #N/A | #N/A | #N/A | #N/A | #N/A |  | #N/A | #N/A | #N/A | #N/A | #N/A | #N/A
#N/A | #N/A | #N/A | #N/A | #N/A | #N/A |  | #N/A | #N/A | #N/A | #N/A | #N/A | #N/A
#N/A | #N/A | #N/A | #N/A | #N/A | #N/A |  | #N/A | #N/A | #N/A | #N/A | #N/A | #N/A
#N/A | #N/A | #N/A | #N/A | #N/A | #N/A |  | #N/A | #N/A | #N/A | #N/A | #N/A | #N/A
#N/A | #N/A | #N/A | #N/A | #N/A | #N/A |  | #N/A | #N/A | #N/A | #N/A | #N/A | #N/A
#N/A | #N/A | #N/A | #N/A | #N/A | #N/A |  | #N/A | #N/A | #N/A | #N/A | #N/A | #N/A
#N/A | #N/A | #N/A | #N/A | #N/A | #N/A |  | #N/A | #N/A | #N/A | #N/A | #N/A | #N/A
#N/A | #N/A | #N/A | #N/A | #N/A | #N/A |  | #N/A | #N/A | #N/A | #N/A | #N/A | #N/A
#N/A | #N/A | #N/A | #N/A | #N/A | #N/A |  | #N/A | #N/A | #N/A | #N/A | #N/A | #N/A
#N/A | #N/A | #N/A | #N/A | #N/A | #N/A |  | #N/A | #N/A | #N/A | #N/A | #N/A | #N/A
#N/A | #N/A | #N/A | #N/A | #N/A | #N/A |  | #N/A | #N/A | #N/A | #N/A | #N/A | #N/A
#N/A | #N/A | #N/A | #N/A | #N/A | #N/A |  | #N/A | #N/A | #N/A | #N/A | #N/A | #N/A
#N/A | #N/A | #N/A | #N/A | #N/A | #N/A |  | #N/A | #N/A | #N/A | #N/A | #N/A | #N/A
#N/A | #N/A | #N/A | #N/A | #N/A | #N/A |  | #N/A | #N/A | #N/A | #N/A | #N/A | #N/A
#N/A | #N/A | #N/A | #N/A | #N/A | #N/A |  | #N/A | #N/A | #N/A | #N/A | #N/A | #N/A
#N/A | #N/A | #N/A | #N/A | #N/A | #N/A |  | #N/A | #N/A | #N/A | #N/A | #N/A | #N/A
#N/A | #N/A | #N/A | #N/A | #N/A | #N/A |  | #N/A | #N/A | #N/A | #N/A | #N/A | #N/A
#N/A | #N/A | #N/A | #N/A | #N/A | #N/A |  | #N/A | #N/A | #N/A | #N/A | #N/A | #N/A
#N/A | #N/A | #N/A | #N/A | #N/A | #N/A |  | #N/A | #N/A | #N/A | #N/A | #N/A | #N/A
#N/A | #N/A | #N/A | #N/A | #N/A | #N/A |  | #N/A | #N/A | #N/A | #N/A | #N/A | #N/A
#N/A | #N/A | #N/A | #N/A | #N/A | #N/A |  | #N/A | #N/A | #N/A | #N/A | #N/A | #N/A
#N/A | #N/A | #N/A | #N/A | #N/A | #N/A |  | #N/A | #N/A | #N/A | #N/A | #N/A | #N/A
#N/A | #N/A | #N/A | #N/A | #N/A | #N/A |  | #N/A | #N/A | #N/A | #N/A | #N/A | #N/A
#N/A | #N/A | #N/A | #N/A | #N/A | #N/A |  | #N/A | #N/A | #N/A | #N/A | #N/A | #N/A
#N/A | #N/A | #N/A | #N/A | #N/A | #N/A |  | #N/A | #N/A | #N/A | #N/A | #N/A | #N/A
#N/A | #N/A | #N/A | #N/A | #N/A | #N/A |  | #N/A | #N/A | #N/A | #N/A | #N/A | #N/A
#N/A | #N/A | #N/A | #N/A | #N/A | #N/A |  | #N/A | #N/A | #N/A | #N/A | #N/A | #N/A
#N/A | #N/A | #N/A | #N/A | #N/A | #N/A |  | #N/A | #N/A | #N/A | #N/A | #N/A | #N/A
#N/A | #N/A | #N/A | #N/A | #N/A | #N/A |  | #N/A | #N/A | #N/A | #N/A | #N/A | #N/A
#N/A | #N/A | #N/A | #N/A | #N/A | #N/A |  | #N/A | #N/A | #N/A | #N/A | #N/A | #N/A
#N/A | #N/A | #N/A | #N/A | #N/A | #N/A |  | #N/A | #N/A | #N/A | #N/A | #N/A | #N/A
#N/A | #N/A | #N/A | #N/A | #N/A | #N/A |  | #N/A | #N/A | #N/A | #N/A | #N/A | #N/A
#N/A | #N/A | #N/A | #N/A | #N/A | #N/A |  | #N/A | #N/A | #N/A | #N/A | #N/A | #N/A
#N/A | #N/A | #N/A | #N/A | #N/A | #N/A |  | #N/A | #N/A | #N/A | #N/A | #N/A | #N/A
#N/A | #N/A | #N/A | #N/A | #N/A | #N/A |  | #N/A | #N/A | #N/A | #N/A | #N/A | #N/A
#N/A | #N/A | #N/A | #N/A | #N/A | #N/A |  | #N/A | #N/A | #N/A | #N/A | #N/A | #N/A
#N/A | #N/A | #N/A | #N/A | #N/A | #N/A |  | #N/A | #N/A | #N/A | #N/A | #N/A | #N/A
#N/A | #N/A | #N/A | #N/A | #N/A | #N/A |  | #N/A | #N/A | #N/A | #N/A | #N/A | #N/A
#N/A | #N/A | #N/A | #N/A | #N/A | #N/A |  | #N/A | #N/A | #N/A | #N/A | #N/A | #N/A
#N/A | #N/A | #N/A | #N/A | #N/A | #N/A |  | #N/A | #N/A | #N/A | #N/A | #N/A | #N/A
#N/A | #N/A | #N/A | #N/A | #N/A | #N/A |  | #N/A | #N/A | #N/A | #N/A | #N/A | #N/A
#N/A | #N/A | #N/A | #N/A | #N/A | #N/A |  | #N/A | #N/A | #N/A | #N/A | #N/A | #N/A
#N/A | #N/A | #N/A | #N/A | #N/A | #N/A |  | #N/A | #N/A | #N/A | #N/A | #N/A | #N/A
#N/A | #N/A | #N/A | #N/A | #N/A | #N/A |  | #N/A | #N/A | #N/A | #N/A | #N/A | #N/A

## REMOVED-RETIRED EQUIPMENT
BARCODE ID# | IN-FIELD REFERENCE NAME/NOMENCLATURE | NOTES | *TO REQUEST A FULL LISTING OF BUILDING EQUIPMENT, EMAIL MICHAEL_LOPES@BROWN.EDU.

## Keyword & Type ref
NOTES: | YES - INCLUDE ON INVENTORY SHEET. NO - DO NOT INCLUDE ON INVENTORY SHEET. NO ACTION NEEDED. |  |  |  |  | EQUIP - ONE RECORD/ID PER ASSET FACILITY - ONE RECORD/ID FOR ALL LIKE ITEMS AT FACILITY. PROVIDE LIST BY TYPE/LOCATION. SPEC - ASSET INFORMATION IS TO BE INCLUDED UNDER PARENT ASSET INFORMATION
Inventory Y/N | Action Notes | Record PM Use | Keyword(10) | Keyword Description(35) | Type(7) | Type Description(35) | Type Definition | DATA COLLECTION | DIVISION_(EQ Group) | ACADEMIC NON-RESEARCH | ACADEMIC RESEARCH | ADMIN/SUPPORT | ATHLETICS | AUXILIARY | BIOMED | CENTRAL HEAT PLANT | DORMITORY | STUDENT LIFE | UNASSIGNED | EXPECTED LIFE | NOTES: | Asset Tagging/ID Approach Instructions_(General rule: Tag should | EQ_RANK
NO | NO ACTION | FACILITY | ACCESSCTRL | ACCESS CONTROL | ACCARDR | ACCESS CONTROL, CARD READER | A device used to read credentials and grant access to a building or space |  | DIV01 | [10 empty] | 15 |  |  | 10
NO | NO ACTION | FACILITY | ACCESSCTRL | ACCESS CONTROL | ACOTHER | ACCESS CONTROL, OTHER DEVICES |  |  | DIV01 | [10 empty] | 15 |  |  | 10
YES |  | EQUIP | AIR-COMP | AIR COMPRESSOR | AIRCNTF | AIR COMPRESSOR, CENTRIFICAL | A pump designed to make compressed air | DUPLEX TYPE (Y/N?), ALARMED (Y/N?), BELTS/OIL & AIR FILTERS, LUBRICANT OR OIL TYPE, INCLUDE ALL LINE FILTERS | DIV08 | [10 empty] | 20 |  |  | 2
YES |  | EQUIP | AIR-COMP | AIR COMPRESSOR | AIRRECP | AIR COMPRESSOR, RECIPROCATING | A pump designed to make compressed air | DUPLEX TYPE (Y/N?), ALARMED (Y/N?), BELTS/OIL & AIR FILTERS, LUBRICANT OR OIL TYPE, INCLUDE ALL LINE FILTERS | DIV08 | [10 empty] | 25 |  |  | 2
YES |  | EQUIP | AIR-COMP | AIR COMPRESSOR | AIRSCRW | AIR COMPRESSOR, SCREW | A pump designed to make compressed air | DUPLEX TYPE (Y/N?), ALARMED (Y/N?), BELTS/OIL & AIR FILTERS, LUBRICANT OR OIL TYPE, INCLUDE ALL LINE FILTERS | DIV08 | [10 empty] | 20 |  |  | 2
YES |  | EQUIP | AIR-COMP | AIR COMPRESSOR | AIRSCRL | AIR COMPRESSOR, SCROLL | A pump designed to make compressed air | DUPLEX TYPE (Y/N?), ALARMED (Y/N?), BELTS/OIL & AIR FILTERS, LUBRICANT OR OIL TYPE, INCLUDE ALL LINE FILTERS | DIV08 | [10 empty] | 20 |  |  | 2
YES |  | EQUIP | AC-UNIT | AIR CONDITIONING UNIT | AC-COND | AC, CONDENSER UNIT, AIR COOLED | A heat exchanger which removes heat from vapor, changing it to its liquid state. | REFRIGERANT/CHARGE/MOTOR | DIV08 | [10 empty] | 25 |  |  | 3
YES |  | EQUIP | AC-UNIT | AIR CONDITIONING UNIT | AC-EVAP | AC, EVAPORATOR UNIT | A heat exchanger in which liquid evaporates while absorbing heat | REFRIGERANT/CHARGE/MOTOR/FILTER | DIV08 | [10 empty] | 25 |  | Common or room space, use white tag | 3
YES |  | EQUIP | AC-UNIT | AIR CONDITIONING UNIT | AC-CRAC | AIR CONDITIONER, COMPUTER ROOM | A piece of equipment that cools & dries air | REFRIGERANT/CHARGE/MOTOR/FILTER | DIV08 | [10 empty] | 15 |  |  | 3
YES |  | EQUIP | AC-UNIT | AIR CONDITIONING UNIT | AC-RACK | AIR CONDITIONER, INROW RACK COOLING | A piece of equipment that directly cools IT servers | FILTERS | DIV08 | [10 empty] | 15 |  |  | 3
YES |  | EQUIP | AC-UNIT | AIR CONDITIONING UNIT | AC-PAKG | AIR CONDITIONER, PACKAGE SYSTEM | A piece of equipment that cools & dries air | FILTERS/CONDENSATE BUCKET OR SECONDARY PUMP SYSTEM | DIV08 | [10 empty] | 15 | Will not be used. Instead use AHUPAKG |  | 3
NO | NO ACTION | EQUIP | AC-UNIT | AIR CONDITIONING UNIT | AC-PORT | AIR CONDITIONER, PORTABLE | A piece of equipment that cools & dries air |  | DIV08 | [10 empty] | 15 |  |  | 3
NO | DO NOT INCLUDE | EQUIP | AC-UNIT | AIR CONDITIONING UNIT | ACSPLIT | AIR CONDITIONER, SPLIT SYSTEM | A piece of equipment that cools & dries air |  | DIV08 | [10 empty] | 25 | Type being phased out, records set for CONDENSER & EVAP portions of system. |  | 3
NO | NO ACTION | EQUIP | AC-UNIT | AIR CONDITIONING UNIT | ACWINDW | AIR CONDITIONER, WINDOW | A piece of equipment, installed in a window, designed to cool an area |  | DIV08 | [10 empty] | 15 |  |  | 3
YES |  | EQUIP | AIR-DRYER | AIR DRYER | AIRDRYD | AIR DRYER, DESSICANT | A piece of equipment designed to remove moisture from compressed air | AIR FILTERS | DIV08 | [10 empty] | 15 |  |  | 3
YES |  | EQUIP | AIR-DRYER | AIR DRYER | AIRDRYR | AIR DRYER, REFRIGERANT | A piece of equipment designed to remove moisture from compressed air | AIR FILTERS/REFRIGERANT | DIV08 | [10 empty] | 15 |  |  | 3
YES |  | EQUIP | AHU | AIR HANDLING UNIT | AHUHVSM | AIR HANDLER, HVAC < 30K CFM | An custom built HVAC air handler, usually assembled in place. | FAN COUNT/MOTOR INFO/FILTERS/AIRFLOW DP MONITORS/PITOT IF EQUIPED/COIL COUNT(HEATING/RE-HEAT/COOLING/ENERGY RECOVERY COILS OR WHEELS)/DAMPERS/CONTROL SYSTEM (SIEMENS/JCI, ARE THEY ON BAS OR MASTER BAS BACK TO FM/ ALARMED? | DIV08 | [10 empty] | 25 |  | Near main plaque or Mnf. info plate. Indoor components: Tag only inside unit, do not apply tag to door. | 2
YES |  | EQUIP | AHU | AIR HANDLING UNIT | AHUHVLG | AIR HANDLER, HVAC > 30K CFM | An custom built HVAC air handler, usually assembled in place. | FAN COUNT/MOTOR INFO/FILTERS/AIRFLOW DP MONITORS/PITOT IF EQUIPED/COIL COUNT(HEATING/RE-HEAT/COOLING/ENERGY RECOVERY COILS OR WHEELS)/DAMPERS/CONTROL SYSTEM (SIEMENS/JCI, ARE THEY ON BAS OR MASTER BAS BACK TO FM/ ALARMED? | DIV08 | [10 empty] | 25 |  | Near main plaque or Mnf. info plate. Indoor components: Tag only inside unit, do not apply tag to door. | 2
YES |  | EQUIP | AHU | AIR HANDLING UNIT | AHUMUAU | AIR HANDLER, MAKEUP AIR UNIT | An air handler that supplies makeup air to a space | FAN COUNT/MOTOR INFO/FILTERS/AIRFLOW DP MONITORS/PITOT IF EQUIPED/COIL COUNT(HEATING/RE-HEAT/COOLING/ENERGY RECOVERY COILS OR WHEELS)/DAMPERS/CONTROL SYSTEM (SIEMENS/JCI, ARE THEY ON BAS OR MASTER BAS BACK TO FM/ ALARMED? | DIV08 | [10 empty] | 25 |  | Near main plaque or Mnf. info plate. Indoor components: Tag only inside unit, do not apply tag to door. | 2
YES |  | EQUIP | AHU | AIR HANDLING UNIT | AHUPAKG | AIR HANDLER, PACKAGE/ROOFTOP UNIT | An pre-built and packaged air handler | FAN COUNT/MOTOR INFO/FILTERS/AIRFLOW DP MONITORS/PITOT IF EQUIPED/COIL COUNT(HEATING/RE-HEAT/COOLING/ENERGY RECOVERY COILS OR WHEELS)/DAMPERS/CONTROL SYSTEM (SIEMENS/JCI, ARE THEY ON BAS OR MASTER BAS BACK TO FM/ ALARMED?/ HEATING, COOLING OR BOTH | DIV08 | [10 empty] | 25 |  | Near main plaque or Mnf. info plate. Indoor components: Tag only inside unit, do not apply tag to door. | 2
YES |  | EQUIP | AHU | AIR HANDLING UNIT | AHU-RAU | AIR HANDLER, RECIRCULATING | An air handler that recirculates air in a space | FAN COUNT/MOTOR INFO/FILTERS/AIRFLOW DP MONITORS/PITOT IF EQUIPED/COIL COUNT(HEATING/RE-HEAT/COOLING/ENERGY RECOVERY COILS OR WHEELS)/DAMPERS/CONTROL SYSTEM (SIEMENS/JCI, ARE THEY ON BAS OR MASTER BAS BACK TO FM/ ALARMED?/ HEATING, COOLING OR BOTH | DIV08 | [10 empty] | 25 |  | Near main plaque or Mnf. info plate. Indoor components: Tag only inside unit, do not apply tag to door. | 2
NO | NO ACTION | FACILITY | APPLIANCES | APPLIANCES | APPLICS | APPLIANCES | Appliances throughout a facility. Stoves, microwaves, etc. |  | OPS | [10 empty] | 10 |  |  | 10
NO | NO ACTION | EQUIP | AUTOCLAVE | AUTOCLAVE | AUTCLAV | AUTOCLAVE | A device that uses steam to decontaminate and sterilize lab waste |  | OPS | [10 empty] | 10 |  |  | 7
YES |  | EQUIP | BCKFLWPREV | BACKFLOW PREVENTER | BKFL-DM | BACKFLOW PREVENTER, DOMESTIC | A one way valve that prevents contamination of the building/city's potable water supply |  | DIV02 | [10 empty] | 10 |  | Use hanger | 1
YES |  | EQUIP | BCKFLWPREV | BACKFLOW PREVENTER | BKFL-EQ | BACKFLOW PREVENTER, EQUIPMENT | Backflows servicing specific equipment. (Not part of Prov. Water) |  | DIV02 | [10 empty] | 10 |  |  | 1
YES |  | EQUIP | BCKFLWPREV | BACKFLOW PREVENTER | BKFL-FS | BACKFLOW PREVENTER, FIRE | Facility Fire Suppression check valve assemblies. |  | DIV02 | [10 empty] | 10 |  | Use hanger | 1
YES |  | EQUIP | BCKFLWPREV | BACKFLOW PREVENTER | BKFL-IR | BACKFLOW PREVENTER, IRRIGATION | A one way valve that prevents contamination of the building/city's potable water supply |  | DIV02 | [10 empty] | 10 |  | Use hanger | 1
YES | PROVIDE LOCATION LIST | FACILITY | BCKFLWPREV | BACKFLOW PREVENTER | BKFLVAC | BACKFLOW PREVENTER, VACUUM BREAKER | A one way valve that prevents contamination of the building/city's potable water supply | INCLUDE "SERVICE TO" DESCRIPTION ON LIST | DIV02 | [10 empty] | 10 |  | Bldg-Wide Virtual | 1
YES | PROVIDE LOCATION LIST | EQUIP | BATTERY | BATTERY | BATTDRY | BATTERY, DRY | A device that converts stored chemical energy to electrical energy | INCLUDE "SERVICE TO" DESCRIPTION ON LIST (SYSTEM TYPE: EMERGENCY LIGHTING, FIRE ALARM, ETC.) | DIV03 | [10 empty] | 20 |  |  | 1
YES |  | EQUIP | BATTERY | BATTERY | BATTHVT | BATTERY, HIGH VOLTAGE | A device that converts stored chemical energy to electrical energy | INCLUDE "SERVICE TO" DESCRIPTION ON LIST | DIV03 | [10 empty] | 15 |  |  | 1
YES |  | EQUIP | BATTERY | BATTERY | BATTINV | BATTERY, INVERTER | A device that converts stored chemical energy to electrical energy | INCLUDE "SERVICE TO" DESCRIPTION ON LIST (SYSTEM TYPE: EMERGENCY LIGHTING, FIRE ALARM, ETC.) | DIV03 | [10 empty] | 20 |  |  | 1
YES | PROVIDE LOCATION LIST | EQUIP | BATTERY | BATTERY | BATTWET | BATTERY, WET | A device that converts stored chemical energy to electrical energy | INCLUDE "SERVICE TO" DESCRIPTION ON LIST | DIV03 | [10 empty] | 20 |  | Bldg-Wide Virtual | 1
NO | NO ACTION | FACILITY | BLEACHER | BLEACHERS | BLECHRF | BLEACHER, FIXED | Open, tiered seating for spectators |  | DIV05 | [10 empty] | 30 |  |  | 8
NO | NO ACTION | FACILITY | BLEACHER | BLEACHERS | BLECHRM | BLEACHER, MOBILE | Open, tiered seating for spectators |  | DIV05 | [10 empty] | 15 |  |  | 8
NO | NO ACTION | FACILITY | BLEACHER | BLEACHERS | BLECHRP | BLEACHER, PORTABLE | Open, tiered seating for spectators |  | DIV05 | [10 empty] | 15 |  |  | 8
NO | NO ACTION | FACILITY | BLINDS | BLINDS | BLNDMNL | BLINDS, MANUAL | A manually controlled window shading system |  | DIV01 | [10 empty] | 15 |  |  | 8
YES | PROVIDE LOCATION LIST | FACILITY | BLINDS | BLINDS | BLNDMTR | BLINDS, MOTORIZED | A motorized or electronically controlled window shading system |  | DIV01 | [10 empty] | 20 |  | Bldg-Wide Virtual | 8
YES |  | EQUIP | BOILER | BOILER | BLR2FUL | BOILER, DUAL FUEL GAS OR OIL | A vessel used to make steam or hot water using gas, oil or electricity |  | DIV02 | [10 empty] | 23 |  | Face Side | 1
YES |  | EQUIP | BOILER | BOILER | BLRELEC | BOILER, ELECTRIC | A vessel used to make steam or hot water using gas, oil or electricity | TYPE (HW/STEAM), SERIVCE (HHW/DHW/HEATING/CLEAN STEAM) BURNER INFO/CONDENSATE NEUTRALIZATION (EQUIPED Y/N? AND TYPE (CARTRIDGE/BOX). AUTO-WATER CUTOFF?/ HEATING ELEMENT RATING | DIV02 | [10 empty] | 23 |  | Face Side | 1
YES |  | EQUIP | BOILER | BOILER | BLRGASW | BOILER, GAS FIRED HOT WATER | A vessel used to make steam or hot water using gas, oil or electricity | SERIVCE (HHW/DHW) BURNER INFO/CONDENSATE NEUTRALIZATION (EQUIPED Y/N? AND TYPE (CARTRIDGE/BOX). AUTO-WATER CUTOFF? | DIV02 | [10 empty] | 23 |  | Face Side | 1
YES |  | EQUIP | BOILER | BOILER | BLRGASS | BOILER, GAS FIRED STEAM | A vessel used to make steam or hot water using gas, oil or electricity | SERIVCE (HEATING/CLEAN STEAM) BURNER INFO/CONDENSATE NEUTRALIZATION (EQUIPED Y/N? AND TYPE (CARTRIDGE/BOX). AUTO-WATER CUTOFF? | DIV02 | [10 empty] | 23 |  | Face Side | 1
NO | NO ACTION | EQUIP | BOILER | BOILER | BLRINCN | BOILER, INCINERATER |  |  | DIV02 | [10 empty] | 23 | Any on campus?? Ask Tom D. |  | 1
YES |  | EQUIP | BOILER | BOILER | BLROILW | BOILER, OIL HOT WATER | A vessel used to make steam or hot water using gas, oil or electricity | SERIVCE (HHW/DHW) BURNER INFO/CONDENSATE NEUTRALIZATION (EQUIPED Y/N? AND TYPE (CARTRIDGE/BOX). AUTO-WATER CUTOFF?/ OIL FILTERS | DIV02 | [10 empty] | 23 |  | Face Side | 1
YES |  | EQUIP | BOILER | BOILER | BLROILS | BOILER, OIL STEAM | A vessel used to make steam or hot water using gas, oil or electricity | SERIVCE (HEATING/CLEAN STEAM) BURNER INFO/CONDENSATE NEUTRALIZATION (EQUIPED Y/N? AND TYPE (CARTRIDGE/BOX). AUTO-WATER CUTOFF?/ OIL FILTERS | DIV02 | [10 empty] | 23 |  | Face Side | 1
NO | NO ACTION | EQUIP | BOILER | BOILER | BLRPELT | BOILER, PELLET | A vessel used to make steam or hot water using gas, oil or electricity |  | DIV02 | [10 empty] | 23 |  |  | 1
NO | NO ACTION | EQUIP | BOILER | BOILER | BLRPROP | BOILER, PROPANE | A vessel used to make steam or hot water using gas, oil or electricity |  | DIV02 | [10 empty] | 23 |  |  | 1
YES | BURNER INFO TO BE INCLUDED WITH BOILER SPEC INFO | SPEC | BURNER | BURNER | BRNRDUL | BURNER, DUAL | A device which generates a flame using fuel |  | DIV02 | [10 empty] | 20 | remove this (will be a task in Boiler PM) | Spec | 3
YES | BURNER INFO TO BE INCLUDED WITH BOILER SPEC INFO | SPEC | BURNER | BURNER | BRNRGAS | BURNER, GAS | A device which generates a flame using fuel |  | DIV02 | [10 empty] | 20 | remove this (will be a task in Boiler PM) | Spec | 3
YES | BURNER INFO TO BE INCLUDED WITH BOILER SPEC INFO | SPEC | BURNER | BURNER | BRNROIL | BURNER, OIL | A device which generates a flame using fuel |  | DIV02 | [10 empty] | 20 | remove this (will be a task in Boiler PM) | Spec | 3
YES |  | EQUIP | CASCADESYS | CASCADE SYSTEM | CSCDSYS | CASCADE SYSTEM | A system consisting of several similar stages with each processing the output from the previous stage. |  | DIV07 | [10 empty] | 15 |  |  | 5
YES |  | EQUIP | CHILLEDBEM | CHILLED BEAM | CHLBMAC | CHILLED BEAM, ACTIVE | An "beam" or heat exchanger for heating or cooling suspended a short distance from the ceiling of a room. | FILTERS | DIV08 | [10 empty] | 15 |  | Common or room space, use white tag | 4
YES |  | EQUIP | CHILLEDBEM | CHILLED BEAM | CHLBMPS | CHILLED BEAM, PASSIVE | An "beam" or heat exchanger for heating or cooling suspended a short distance from the ceiling of a room. |  | DIV08 | [10 empty] | 15 |  | Common or room space, use white tag | 4
YES |  | EQUIP | CHILLER | CHILLER | CHLABSB | CHILLER, ABSORBTION(MRI) | A refrigeration system that cools water. This type used for MRI only on campus. |  | OPS | [10 empty] | 30 |  | On or near main identifying plaque | 1
YES |  | EQUIP | CHILLER | CHILLER | CHLAIRC | CHILLER, AIR COOLED | A refrigeration system that cools water |  | OPS | [10 empty] | 30 |  | On or near main identifying plaque | 1
YES |  | EQUIP | CHILLER | CHILLER | CHLCNTF | CHILLER, CENTRIFUGAL | A refrigeration system that cools water |  | OPS | [10 empty] | 30 |  | On or near main identifying plaque | 1
YES |  | EQUIP | CHILLER | CHILLER | CHLRECP | CHILLER, RECIPROCATING | A refrigeration system that cools water |  | OPS | [10 empty] | 30 |  | On or near main identifying plaque | 1
YES |  | EQUIP | CHILLER | CHILLER | CHLSCRW | CHILLER, SCREW | A refrigeration system that cools water |  | OPS | [10 empty] | 30 |  | On or near main identifying plaque | 1
YES |  | EQUIP | CHILLER | CHILLER | CHLSCRL | CHILLER, SCROLL | A refrigeration system that cools water |  | OPS | [10 empty] | 30 |  | On or near main identifying plaque | 1
NO | DO NOT INCLUDE | FACILITY | CHIMNEY | CHIMNEY | CHM-FLU | CHIMNEY, FLUE | A structure which provides ventilation for hot gases or smoke to the outside air |  | DIV01 | [10 empty] | 50 | This should cover the Oil/Gas variant listed below. PM task is also the same |  | 8
NO | DO NOT INCLUDE | FACILITY | CHIMNEY | CHIMNEY | CHM-CHP | CHIMNEY, HEATING PLANT | A structure which provides ventilation for hot gases or smoke to the outside air |  | DIV07 | [10 empty] | 25 |  |  | 8
NO | DO NOT INCLUDE | EQUIP | CLOCK | CLOCKS, BELLS AND TIMERS | CLOCKBL | CLOCKS, BELL AND CLASSROOMS | Campus clocks |  | DIV03 | [10 empty] | 20 |  |  | 4
NO | DO NOT INCLUDE | EQUIP | CLOCK | CLOCKS, BELLS AND TIMERS | CLOCKFA | CLOCKS, FIRE ALARM | Campus clock timers |  | DIV03 | [10 empty] | 20 |  |  | 4
NO | DO NOT INCLUDE | EQUIP | CLOCK | CLOCKS, BELLS AND TIMERS | CLOCKTM | CLOCKS, TIMERS | Campus clock timers |  | DIV03 | [10 empty] | 20 |  |  | 4
YES | INCLUDE ON PARENT ASSET SPEC INFO | SPEC | COIL | COIL | COILCCW | COIL COOLING, CHILLED WATER | Coil of tubing used to move fluid through a unit for heating, cooling or humidification | NOTE COIL COUNT | N/A | [10 empty] | 25 |  | Spec | 6
YES | INCLUDE ON PARENT ASSET SPEC INFO | SPEC | COIL | COIL | COILCDX | COIL COOLING, DIRECT EXPANSION | Coil of tubing used to move fluid through a unit for heating, cooling or humidification | NOTE COIL COUNT | N/A | [10 empty] | 25 |  | Spec | 6
YES | INCLUDE ON PARENT ASSET SPEC INFO | SPEC | COIL | COIL | COILHEL | COIL HEATING, ELECTRIC | Coil of tubing used to move fluid through a unit for heating, cooling or humidification | NOTE COIL COUNT | N/A | [10 empty] | 25 |  | Spec | 6
YES | INCLUDE ON PARENT ASSET SPEC INFO | SPEC | COIL | COIL | COILHHW | COIL HEATING, HOT WATER | Coil of tubing used to move fluid through a unit for heating, cooling or humidification | NOTE COIL COUNT | N/A | [10 empty] | 25 |  | Spec | 6
YES | INCLUDE ON PARENT ASSET SPEC INFO | SPEC | COIL | COIL | COILHNG | COIL HEATING, NATURAL GAS | Coil of tubing used to move fluid through a unit for heating, cooling or humidification | NOTE COIL COUNT | N/A | [10 empty] | 25 |  | Spec | 6
YES | INCLUDE ON PARENT ASSET SPEC INFO | SPEC | COIL | COIL | COILHST | COIL HEATING, STEAM | Coil of tubing used to move fluid through a unit for heating, cooling or humidification | NOTE COIL COUNT | N/A | [10 empty] | 25 |  | Spec | 6
YES | INCLUDE ON PARENT ASSET SPEC INFO | SPEC | COIL | COIL | COILPHR | COIL PRE-HEAT, HEAT RECOVERY UNIT | Coil of tubing used to move fluid through a unit for heating, cooling or humidification | NOTE COIL COUNT | N/A | [10 empty] | 25 |  | Spec | 6
YES | INCLUDE ON PARENT ASSET SPEC INFO | SPEC | COIL | COIL | COILPHW | COIL PRE-HEAT, HOT WATER | Coil of tubing used to move fluid through a unit for heating, cooling or humidification | NOTE COIL COUNT | N/A | [10 empty] | 25 |  | Spec | 6
YES | INCLUDE ON PARENT ASSET SPEC INFO | SPEC | COIL | COIL | COILPNG | COIL PRE-HEAT, NATURAL GAS | Coil of tubing used to move fluid through a unit for heating, cooling or humidification | NOTE COIL COUNT | N/A | [10 empty] | 25 |  | Spec | 6
YES | INCLUDE ON PARENT ASSET SPEC INFO | SPEC | COIL | COIL | COILPST | COIL PRE-HEAT, STEAM | Coil of tubing used to move fluid through a unit for heating, cooling or humidification | NOTE COIL COUNT | N/A | [10 empty] | 25 |  | Spec | 6
YES | INCLUDE ON PARENT ASSET SPEC INFO | SPEC | COIL | COIL | COILREL | COIL RE-HEAT, ELECTRIC | Coil of tubing used to move fluid through a unit for heating, cooling or humidification | NOTE COIL COUNT | N/A | [10 empty] | 25 |  | Spec | 6
YES | INCLUDE ON PARENT ASSET SPEC INFO | SPEC | COIL | COIL | COILRHW | COIL RE-HEAT, HOT WATER | Coil of tubing used to move fluid through a unit for heating, cooling or humidification | NOTE COIL COUNT | N/A | [10 empty] | 25 |  | Spec | 6
YES | INCLUDE ON PARENT ASSET SPEC INFO | SPEC | COIL | COIL | COILRST | COIL RE-HEAT, STEAM | Coil of tubing used to move fluid through a unit for heating, cooling or humidification | NOTE COIL COUNT | N/A | [10 empty] | 25 |  | Spec | 6
YES | INCLUDE ON PARENT ASSET SPEC INFO | SPEC | COIL | COIL | COIL-DX | COIL, DIRECT EXPANSION | Coil of tubing used to move fluid through a unit for heating, cooling or humidification | NOTE COIL COUNT | N/A | [10 empty] | 25 | Is this for HEATING, DX? | Spec | 6
NO | NO ACTION | EQUIP | CONTROLS | CONTROLS | CTRLAHU | CONTROLS, AHU |  |  | DIV09 | [10 empty] | 15 |  |  | 2
NO | NO ACTION | EQUIP | CONTROLS | CONTROLS | CTRLCHL | CONTROLS, CHILLER |  |  | DIV09 | [10 empty] | 15 |  |  | 2
NO | NO ACTION | EQUIP | CONTROLS | CONTROLS | CTRLDDC | CONTROLS, DIRECT DIGITAL CONTROL |  |  | DIV09 | [10 empty] | 15 |  |  | 2
NO | NO ACTION | EQUIP | CONTROLS | CONTROLS | CTRLELC | CONTROLS, ELECTRONIC |  |  | DIV09 | [10 empty] | 15 |  |  | 2
NO | NO ACTION | EQUIP | CONTROLS | CONTROLS | CTRLFUH | CONTROLS, FUME HOOD |  |  | DIV09 | [10 empty] | 15 |  |  | 2
NO | NO ACTION | EQUIP | CONTROLS | CONTROLS | CTRLMEC | CONTROLS, MECHANICAL ROOMS |  |  | DIV09 | [10 empty] | 15 | Verify intended use… |  | 2
NO | NO ACTION | EQUIP | CONTROLS | CONTROLS | CTRLPNU | CONTROLS, PNEUMATIC |  |  | DIV09 | [10 empty] | 20 |  |  | 2
NO | NO ACTION | EQUIP | CONTROLS | CONTROLS | CTRLTRM | CONTROLS, TERMINAL UNIT |  |  | DIV09 | [10 empty] | 15 |  |  | 2
NO | NO ACTION | FACILITY | CONTROLS | CONTROLS | CTRTHRM | CONTROLS, THERMOSTATS |  |  | DIV09 | [10 empty] | 15 |  |  | 2
YES |  | EQUIP | CONVEYANCE | CONVEYANCE | CNVDUMW | ELEVATOR, DUMB WAITER | A small mechanical device used to move freight/materials between floors |  | OPS | [10 empty] | 25 |  | Inside car - white tag Machine room - yellow tag | 2
YES |  | EQUIP | CONVEYANCE | CONVEYANCE | CNVHYDL | ELEVATOR, HYDRAULIC | A mechanical hydraulic device used to move people/materials between floors | STATE ID NO. | OPS | [10 empty] | 25 |  | Inside car - white tag Machine room - yellow tag | 2
YES |  | EQUIP | CONVEYANCE | CONVEYANCE | CNVTRCN | ELEVATOR, TRACTION | A mechanical electrical device used to move people/materials between floors | STATE ID NO. | OPS | [10 empty] | 25 |  | Inside car - white tag Machine room - yellow tag | 2
YES |  | EQUIP | CONVEYANCE | CONVEYANCE | CNV-ADA | LIFT, ADA | A mechanical device used to raise a disabled individual over short vertical barriers | STATE ID NO. | OPS | [10 empty] | 25 |  | On controller, use white tag | 2
YES |  | EQUIP | CLG-TOWER | COOLING TOWER | CT-CLSD | COOLING TOWER, CLOSED | A piece of equipment designed to cool water by using air | NO. OF CELLS/FAN/MOTOR & PUMP INFO | DIV08 | [10 empty] | 30 |  | Near main plaque or Mnf. info plate. | 1
YES |  | EQUIP | CLG-TOWER | COOLING TOWER | CTDRYCL | COOLING TOWER, DRY COOLER | A device used to dry or "free cool" liquid | FAN/MOTOR & PUMP INFO/REFRIGERANT | DIV08 | [10 empty] | 25 | Also known as "Free Cooling" | Near main plaque or Mnf. info plate. | 1
YES |  | EQUIP | CLG-TOWER | COOLING TOWER | CT-OPEN | COOLING TOWER, OPEN | A piece of equipment designed to cool water by using air | NO. OF CELLS/FAN/MOTOR & PUMP INFO | DIV08 | [10 empty] | 30 |  | Near main plaque or Mnf. info plate. | 1
YES | INCLUDE ON PARENT ASSET SPEC INFO | SPEC | DAMPER | DAMPER | DPRCOMB | DAMPER, COMBUSTION | A movable plate used to regulate airflow in a duct or flue |  | DIV08 | [10 empty] | 18 | PM tasking to be attached to Boiler | Spec | 4
YES | INCLUDE ON PARENT ASSET SPEC INFO | SPEC | DAMPER | DAMPER | DPR-EXA | DAMPER, EXHAUST AIR | A movable plate used to regulate airflow in a duct or flue | NOTE COUNT ON AHU'S | DIV08 | [10 empty] | 18 |  | Spec | 4
YES | INCLUDE ON PARENT ASSET SPEC INFO | SPEC | DAMPER | DAMPER | DPR-FBP | DAMPER, FACE AND BYPASS | A movable plate used to regulate airflow in a duct or flue |  | DIV08 | [10 empty] | 18 |  | Spec | 4
YES | PROVIDE LOCATION LIST | FACILITY | DAMPER | DAMPER | DPR-FIR | DAMPER, FIRE | A movable plate used to regulate airflow in a duct or flue |  | DIV08 | [10 empty] | 18 |  | Bldg-Wide Virtual | 4
YES | INCLUDE ON PARENT ASSET SPEC INFO | SPEC | DAMPER | DAMPER | DPR-MXA | DAMPER, MIXED AIR | A movable plate used to regulate airflow in a duct or flue | NOTE COUNT ON AHU'S | DIV08 | [10 empty] | 18 |  | Spec | 4
YES | INCLUDE ON PARENT ASSET SPEC INFO | SPEC | DAMPER | DAMPER | DPR-ODA | DAMPER, OUTDOOR AIR | A movable plate used to regulate airflow in a duct or flue | NOTE COUNT ON AHU'S | DIV08 | [10 empty] | 18 |  | Spec | 4
YES | INCLUDE ON PARENT ASSET SPEC INFO | SPEC | DAMPER | DAMPER | DPR-RTA | DAMPER, RETURN AIR | A movable plate used to regulate airflow in a duct or flue | NOTE COUNT ON AHU'S | DIV08 | [10 empty] | 18 |  | Spec | 4
YES | PROVIDE LOCATION LIST | FACILITY | DAMPER | DAMPER | DPR-SMK | DAMPER, SMOKE | A movable plate used to regulate airflow in a duct or flue |  | DIV08 | [10 empty] | 18 |  | Bldg-Wide Virtual | 4
YES | INCLUDE ON PARENT ASSET SPEC INFO | SPEC | DAMPER | DAMPER | DPR-SPA | DAMPER, SUPPLY AIR | A movable plate used to regulate airflow in a duct or flue |  | DIV08 | [10 empty] | 18 |  | Spec | 4
YES | PROVIDE LOCATION LIST | FACILITY | DAMPER | DAMPER | DPRVCTL | DAMPER, VENT LOUVER CONTROL | A movable plate used to regulate airflow in a duct or flue |  | DIV08 | [10 empty] | 18 |  | Bldg-Wide Virtual | 4
NO | NO ACTION | EQUIP | DEFIB | DEFIBRILLATOR | DEFIBAE | DEFIBRILLATOR, AUTOMATED EXTERNAL | A device used to deliver a dose of electrical energy to an individuals affected heart |  | NON-FM | [10 empty] | 5 |  |  | 1
YES |  | EQUIP | DHUMIDFIER | DEHUMIDIFIER | DHUMFIR | DEHUMIDIFIER | A piece of equipment that is used to remove moisture from the air | REFRIGERANT/FILTERS | DIV08 | [10 empty] | 10 |  | Face Side | 4
YES |  | EQUIP | DOCK-EQUIP | DOCK EQUIPMENT | DOCKLVL | DOCK, LEVELER | A mechanical device used to bridge the gap between dock platforms and delivery trucks |  | OPS | [10 empty] | 25 |  | Yellow tag on controller | 7
YES |  | EQUIP | DOCK-EQUIP | DOCK EQUIPMENT | DOCKLFT | DOCK, LIFT | A mechanical device used to raise materials from delivery trucks up to a dock platform |  | OPS | [10 empty] | 25 |  | Yellow tag on controller | 7
YES | PROVIDE LOCATION LIST | FACILITY | DOOR | DOOR | DOR-ADA | DOOR, ADA OPERATOR | An automatic opening device connected to an ADA entry button | INCLUDE ROOM NO. OPERATOR GRANTS ENTRY TO | DIV01 | [10 empty] | 15 |  | Bldg-Wide Virtual | 7
YES | PROVIDE LOCATION LIST | FACILITY | DOOR | DOOR | DORGLAS | DOOR, ALL GLASS | A door of all-glass construction |  | DIV01 | [10 empty] | 18 |  | Bldg-Wide Virtual | 7
YES | PROVIDE LOCATION LIST | FACILITY | DOOR | DOOR | DOREMRG | DOOR, EMERGENCY EGRESS/FIRE | Doors which serve as emergency egress, firestopping or both. |  | DIV01 | [10 empty] | 18 |  | Bldg-Wide Virtual | 7
YES | PROVIDE LOCATION LIST | FACILITY | DOOR | DOOR | DORFIRE | DOOR, FIRE GUARD | A door with a fire-resistance rating which closes automatically during alarm. |  | DIV01 | [10 empty] | 30 | Should be used for automatic fire doors which are normally open | Bldg-Wide Virtual | 7
YES | PROVIDE LOCATION LIST | FACILITY | DOOR | DOOR | DORWODX | DOOR, NATURAL WOOD EXTERIOR | A door of natural wood construction |  | DIV01 | [10 empty] | 50 |  | Bldg-Wide Virtual | 7
YES | PROVIDE LOCATION LIST | FACILITY | DOOR | DOOR | DORPRTI | DOOR, OPERABLE PARTITION | A door which when expanded serves to partition an open space |  | DIV01 | [10 empty] | 20 |  | Bldg-Wide Virtual | 7
YES | PROVIDE LOCATION LIST | FACILITY | DOOR | DOOR | DOROHDA | DOOR, OVERHEAD-AUTOMATIC | A door which operates vertically for storage overhead when open |  | DIV01 | [10 empty] | 15 |  | Bldg-Wide Virtual | 7
YES | PROVIDE LOCATION LIST | FACILITY | DOOR | DOOR | DOROHDM | DOOR, OVERHEAD-MANUAL | A door which operates vertically for storage overhead when open |  | DIV01 | [10 empty] | 15 | Old type was "DOROVHD" Split into 2 classes and deleted "DORAUTO" & "DOR-GRG" | Bldg-Wide Virtual | 7
YES | PROVIDE LOCATION LIST | FACILITY | DOOR | DOOR | DORSHTR | DOOR, WINDOW SHUTTER | A smaller overhead door used to secure open service windows or counters |  | DIV01 | [10 empty] | 20 |  | Bldg-Wide Virtual | 7
NO | DO NOT INCLUDE | FACILITY | DRAIN | DRAIN | DRN-CBX | DRAIN, CATCH BASIN EXTERIOR |  |  | DIV02 | [10 empty] | 25 |  |  | 8
NO | DO NOT INCLUDE | FACILITY | DRAIN | DRAIN | DRNFLOR | DRAIN, FLOOR INTERIOR | Drains & piping used to carry water from interior building spaces |  | DIV02 | [10 empty] | 25 |  |  | 8
NO | DO NOT INCLUDE | FACILITY | DRAIN | DRAIN | DRNROOF | DRAIN, ROOF | Drains & piping used to carry water from the roof of a building |  | DIV02 | [10 empty] | 25 |  |  | 8
NO | DO NOT INCLUDE | FACILITY | DRAIN | DRAIN | DRNSTRM | DRAIN, STORM EXTERIOR |  |  | DIV02 | [10 empty] | 25 |  |  | 8
YES |  | EQUIP | DUST-CLCT | DUST COLLECTOR WOOD, WELDING | DUSTCLT | DUST COLLECTOR WOOD, WELDING | A system used to filter out and collect dust and impurities from the air |  | DIV01 | [10 empty] | 25 |  | Yellow tag on controller | 7
NO | DO NOT INCLUDE | EQUIP | ELEC-SYS | ELECTRICAL SYSTEM | ELBLSRV | ELECTRICAL SYS, BUILDING SERVICE | A buildings main electrical service & gear |  | DIV03 | [10 empty] | 20 | Building Electrical Distribution, being phased out for individual components. |  | 3
NO | NO ACTION | EQUIP | ELEC-SYS | ELECTRICAL SYSTEM | ELDSCNT | ELECTRICAL SYS, DISCONNECT SWITCH |  |  | DIV03 | [10 empty] | 20 |  |  | 3
YES |  | EQUIP | ELEC-SYS | ELECTRICAL SYSTEM | ELDSPNL | ELECTRICAL SYS, DISTRIBUTION PANEL | A local distribution & safety panel for main building electrical power |  | DIV03 | [10 empty] | 20 |  | Yellow tag | 3
YES |  | EQUIP | ELEC-SYS | ELECTRICAL SYSTEM | ELGENDK | ELECTRICAL SYS, GENERATOR DOCK | A device used to hook up generator power to a facility. |  | DIV03 | [10 empty] | 20 |  | Yellow tag | 3
YES |  | EQUIP | ELEC-SYS | ELECTRICAL SYSTEM | ELHTTRC | ELECTRICAL SYS, HEAT TRACE PANEL | A device which prevents freezing of exterior piping | TIE TO PARENT (I.E COOLING TOWER) | DIV03 | [10 empty] | 20 |  | Yellow tag, center below panel identifier | 3
YES |  | EQUIP | ELEC-SYS | ELECTRICAL SYSTEM | ELMTRCC | ELECTRICAL SYS, MOTOR CONTRL CENTER | A device or group of devices that serves to govern the performance of an electric motor | NOTE ALL EQUIPMENT SERVICED | DIV03 | [10 empty] | 25 |  | Yellow tag, center below panel identifier | 3
YES |  | EQUIP | ELEC-SYS | ELECTRICAL SYSTEM | ELSECSW | ELECTRICAL SYS, SECTIONALISING SW | A local distribution & safety panel for electrical power |  | DIV03 | [10 empty] | 20 | Electrical Distribution Network. Also known as "Loop Switch" or "Key Interlock" | Yellow tag, center below panel identifier | 3
NO | NO ACTION | EQUIP | ELEC-SYS | ELECTRICAL SYSTEM | ELSURGP | ELECTRICAL SYS, SURGE PROTECTOR | A device used to protect equipment against over-voltage |  | DIV03 | [10 empty] | 20 |  | Yellow tag, center below panel identifier | 3
YES |  | EQUIP | ELEC-SYS | ELECTRICAL SYSTEM | ELSWGLV | ELECTRICAL SYS, SWITCH GEAR L-VOLT | A main distribution & safety panel for low voltage electrical power |  | DIV03 | [10 empty] | 20 | 5kv | Yellow tag, center below panel identifier | 3
YES |  | EQUIP | ELEC-SYS | ELECTRICAL SYSTEM | ELSWGMV | ELECTRICAL SYS, SWITCH GEAR M-VOLT | A main distribution & safety panel for medium voltage electrical power |  | DIV03 | [10 empty] | 50 | 11kv | Yellow tag, center below panel identifier | 3
YES |  | EQUIP | ELEC-SYS | ELECTRICAL SYSTEM | ELSWBRD | ELECTRICAL SYS, SWITCHBOARD | A main distribution & safety panel for electrical power |  | DIV03 | [10 empty] | 20 |  | Yellow tag, center below panel identifier | 3
YES |  | EQUIP | ELEC-SYS | ELECTRICAL SYSTEM | EL-ATSW | ELECTRICAL SYS, TRANSFER SW AUTO | A device that automatically transfers electrical load | FILTERS (IF APPLICABLE) | DIV03 | [10 empty] | 25 |  | Yellow tag, center below panel identifier | 3
YES |  | EQUIP | ELEC-SYS | ELECTRICAL SYSTEM | EL-MTSW | ELECTRICAL SYS, TRANSFER SW MANUAL | A device that is used to manually transfer electrical load |  | DIV03 | [10 empty] | 20 |  | Yellow tag, center below panel identifier | 3
YES |  | EQUIP | ELEC-SYS | ELECTRICAL SYSTEM | EL-UPSU | ELECTRICAL SYS, UPS UNIT | A device which provides instant emergency battery power to a connected device | FILTERS | DIV03 | [10 empty] | 15 |  | Yellow tag, center below panel identifier | 3
YES | PROVIDE LOCATION LIST | FACILITY | ELEC-CO | ELECTRICAL, CARBON MONOXIDE SYSTEM | ELCOSYS | ELECTRICAL CARBON MONOXIDE DETECTOR | A device that detects carbon monoxide and alerts occupants |  | DIV03 | [10 empty] | 7 |  | Bldg-Wide Virtual | 1
YES |  | EQUIP | GENERATOR | EMERGENCY GENERATOR | GENPANL | EMERGENCY GEN, PANEL OR ANNUNCIATOR |  |  | OPS | [10 empty] | 25 |  | Yellow tag, only tagged if not located on/near generator | 1
YES |  | EQUIP | GENERATOR | EMERGENCY GENERATOR | GENDISL | EMERGENCY GENERATOR, DIESEL | A piece of equipment that provides emergency electrical back up power |  | OPS | [10 empty] | 25 | Need rec for Gen-set and engine? |  | 1
YES |  | EQUIP | GENERATOR | EMERGENCY GENERATOR | GEN-GAS | EMERGENCY GENERATOR, GAS | A piece of equipment that provides emergency electrical back up power |  | OPS | [10 empty] | 25 | Need rec for Gen-set and engine? |  | 1
YES |  | EQUIP | GENERATOR | EMERGENCY GENERATOR | GENNGAS | EMERGENCY GENERATOR, NATURAL GAS | A piece of equipment that provides emergency electrical back up power |  | OPS | [10 empty] | 25 |  |  | 1
NO | NO ACTION | EQUIP | PHONE | EMERGENCY PHONE | EPACCES | EMERGENCY PHONE, ACCESS | Campus emergency phone enclosures |  | OPS | [10 empty] | 14 |  |  | 9
NO | NO ACTION | EQUIP | PHONE | EMERGENCY PHONE | EPBLULT | EMERGENCY PHONE, BLUE LIGHT | Campus emergency phone enclosures, lit by blue light |  | OPS | [10 empty] | 14 |  |  | 9
YES |  | EQUIP | EMER-WASH | EMERGENCY WASH STATION | EMRCOMB | EMERGENCY, COMBO EYEWASH,/SHOWER | An emergency wash station for eyes and body |  | DIV02 | [10 empty] | 35 |  | Yellow tag on stanchion, orient vertically reading bottom-to-top | 1
YES |  | EQUIP | EMER-WASH | EMERGENCY WASH STATION | EMREYEW | EMERGENCY, EYEWASH STATION | An emergency wash station for the eyes |  | DIV02 | [10 empty] | 35 |  | Type dependent, use best feasible | 1
YES |  | EQUIP | EMER-WASH | EMERGENCY WASH STATION | EMRSHWR | EMERGENCY, SHOWER STATION | An emergency wash station for the entire body |  | DIV02 | [10 empty] | 35 |  | Yellow tag on stanchion, orient vertically reading bottom-to-top | 1
YES | INCLUDE ON PARENT ASSET SPEC INFO | SPEC | ERU | ENERGY RECOVERY UNIT | ERU-A2A | ENERGY RECOVERY UNIT, AIR TO AIR | A system which uses building exhaust air to precondition incoming outdoor air |  | DIV08 | [10 empty] | 25 |  | Spec | 5
YES | INCLUDE ON PARENT ASSET SPEC INFO | SPEC | ERU | ENERGY RECOVERY UNIT | ERUPIPE | ENERGY RECOVERY UNIT, PIPE | A system which uses building exhaust air to precondition incoming outdoor air | NOTE COIL COUNT | DIV08 | [10 empty] | 20 |  | Spec | 5
YES | INCLUDE ON PARENT ASSET SPEC INFO | SPEC | ERU | ENERGY RECOVERY UNIT | ERUWHEL | ENERGY RECOVERY UNIT, WHEEL | A system which uses building exhaust air to precondition incoming outdoor air | DESICCANT/ENTHALPY & COUNT | DIV08 | [10 empty] | 20 |  | Spec | 5
YES |  | EQUIP | ENVIROCHMB | ENVIRONMENTAL CHAMBER | ENVICMB | ENVIRONMENTAL CHAMBER | An enclosure used to replicate weather conditions and exposure to elements | FANS/MOTORS/FILTERS | OPS | [10 empty] | 15 | Intended for lab use (see refrigeration for cold rooms/walk in freezers) | Face Side | 5
NO | DO NOT INCLUDE | FACILITY | FACILITY | FACILITY RECORD | FACILITY | FACILITY RECORD | A record used for an entire facility. (No one specific use) |  | N/A | [10 empty] | 0 | Intended as a work-around for shortcomings on the facility PM form.
NO | INCLUDE ON PARENT ASSET SPEC INFO | SPEC | FAN | FAN | FNCLTWR | FAN, COOLING TOWER | A fan that moves air through a cooling tower |  | DIV08 | [10 empty] | 20 | Inventory these by the cell; PM tasks from Cooling Tower PM | Spec | 3
YES |  | EQUIP | FAN | FAN | FNBATHR | FAN, EXHAUST, BATHROOM | A fan that exhausts air from bathrooms |  | DIV08 | [10 empty] | 20 |  | Use 1/4in white tag | 3
YES |  | EQUIP | FAN | FAN | FNEXBLT | FAN, EXHAUST, BELT | A belt driven fan used to exhaust air from a space | BELTS (SIZE/QT.)/MOTOR | DIV08 | [10 empty] | 20 |  | Face or side of approach. If overhead place on underside. | 3
YES |  | EQUIP | FAN | FAN | FNEXDIR | FAN, EXHAUST, DIRECT | A direct drive fan used to exhaust air from a space | MOTOR | DIV08 | [10 empty] | 20 |  | Face or side of approach. If overhead place on underside. | 3
YES |  | EQUIP | FAN | FAN | FNKTNEX | FAN, EXHAUST, KITCHEN | A fan that exhausts air from kitchen areas |  | DIV08 | [10 empty] | 30 |  | Face or side of approach. If overhead place on underside. | 3
YES |  | EQUIP | FAN | FAN | FNFLUGS | FAN, EXHUAST, FLUE GAS | A fan used to eject exhaust gases from combustion | MOTOR | DIV08 | [10 empty] | 20 |  | Face or side of approach. If overhead place on underside. | 3
YES |  | EQUIP | FAN | FAN | FNEXWAL | FAN, EXHUAST, THRU WALL LOUVER | A fan used in to exhaust air from a space | MOTOR | DIV08 | [10 empty] | 20 |  | Face or side of approach. If overhead place on underside. | 3
YES |  | EQUIP | FAN | FAN | FNFRDFT | FAN, FORCE DRAFT |  | MOTOR | DIV08 | [10 empty] | 20 |  |  | 3
YES | PROVIDE LOCATION LIST | FACILITY | FAN | FAN | FN-CIRC | FAN, GENERAL CIRCULATION | A fan that circulates air in a space. General use, pedestal, ceiling or wall mounted fans. |  | DIV08 | [10 empty] | 20 | Small point-of-use/ residential type fans | Bldg-Wide Virtual | 3
YES |  | EQUIP | FAN | FAN | FNINDCT | FAN, INDUCTION |  | MOTOR | DIV08 | [10 empty] | 20 |  |  | 3
YES |  | EQUIP | FAN | FAN | FNRTBLT | FAN, RETURN, BELT | A fan that returns air from the building back to the supply fan. | BELTS (SIZE/QT.)/MOTOR | DIV08 | [10 empty] | 20 |  | Face or side of approach. If overhead place on underside. | 3
YES |  | EQUIP | FAN | FAN | FNRTDIR | FAN, RETURN, DIRECT | A fan that returns air from the building back to the supply fan. | MOTOR | DIV08 | [10 empty] | 20 |  | Face or side of approach. If overhead place on underside. | 3
YES |  | EQUIP | FAN | FAN | FNSTRBC | FAN, STROBIC | A fan used to eject fumes into the atmosphere | BELTS (SIZE/QT.)/MOTOR/FILTERS | DIV08 | [10 empty] | 20 |  | Face or side of approach. If overhead place on underside. | 3
YES |  | EQUIP | FAN | FAN | FNSPBLT | FAN, SUPPLY, BELT | A belt driven fan used to supply air from a space | BELTS (SIZE/QT.)/MOTOR | DIV08 | [10 empty] | 20 |  | Face or side of approach. If overhead place on underside. | 3
YES |  | EQUIP | FAN | FAN | FNSPDIR | FAN, SUPPLY, DIRECT | A direct drive fan used to supply air from a space | MOTOR | DIV08 | [10 empty] | 20 |  | Face or side of approach. If overhead place on underside. | 3
NO | DO NOT INCLUDE | FACILITY | FIELD | FIELD | FLDTURF | FIELD, ARTIFICIAL TURF | Artificial turf athletics field |  | DIV05 | [10 empty] | 12 |  |  | 9
NO | DO NOT INCLUDE | FACILITY | FIELD | FIELD | FLDCRPT | FIELD, CARPET |  |  | DIV05 | [10 empty] | 12 | shouldn’t this be FLOOR-CARPET? |  | 9
NO | DO NOT INCLUDE | FACILITY | FIELD | FIELD | FLDGRAS | FIELD, GRASS | Natural turf athletics field |  | DIV05 | [10 empty] | 12 |  |  | 9
YES | PROVIDE LOCATION LIST | FACILITY | FILTRATION | FILTRATION | FILTAIR | FILTRATION, AIR | A filter installed on air lines to remove solids & particulates. | NOTE QUANTITY BY ROOM/FILTER SIE/TYPE (STANDARD/ROLL) | DIV08 | [10 empty] | 3 | Intended for room-level supply/return air filters (roll-cut, etc.) | Bldg-Wide Virtual | 3
YES |  | EQUIP | FILTRATION | FILTRATION | FILTFUL | FILTRATION, FUEL OIL | A filter in a fuel line used to trap contaminants |  | DIV07 | [10 empty] | 1 |  | Use hanger | 3
YES |  | EQUIP | FILTRATION | FILTRATION | FILTSND | FILTRATION, SAND | A sand filter installed on water feed lines to remove solids & particulates | MOTOR | DIV07 | [10 empty] | 5 |  | Yellow tag on controller | 3
YES | PROVIDE LOCATION LIST | FACILITY | FILTRATION | FILTRATION | FILTH2O | FILTRATION, WATER | A filter installed on domestic water feed lines to remove solids & particulates | IF CARTRIDGE INCLUDE TYPE/COUNT | DIV02 | [10 empty] | 1 | Potential for stand-alone units with PM requirements | Bldg-Wide Virtual | 3
YES |  | FACILITY | FIRE ALARM | FIRE ALARM | FABATCB | FIRE ALARM, BATTERY CABINET |  |  | OPS | [10 empty] | 15 |  | Bldg-Wide Virtual | 1
YES |  | EQUIP | FIRE ALARM | FIRE ALARM | FACMDBX | FIRE ALARM, COMMAND BOX |  |  | OPS | [10 empty] | 15 |  | Yellow tag on face | 1
NO | NO ACTION | FACILITY | FIRE ALARM | FIRE ALARM | FAFIELD | FIRE ALARM, FIELD DEVICE |  |  | OPS | [10 empty] | 18 | All other devices -horns/strobes/pull stations, etc. |  | 1
YES |  | EQUIP | FIRE ALARM | FIRE ALARM | FAMSTBX | FIRE ALARM, MASTER BOX |  |  | OPS | [10 empty] | 15 |  | Yellow tag on face | 1
NO | NO ACTION | EQUIP | FIRE ALARM | FIRE ALARM | FAPANEL | FIRE ALARM, PANEL | A piece of equipment used to monitor & supervise fire alarm systems |  | OPS | [10 empty] | 15 |  |  | 1
NO | NO ACTION | EQUIP | FIRE ALARM | FIRE ALARM | FAPSPNL | FIRE ALARM, POWER SUPPLY PANEL |  |  | OPS | [10 empty] | 15 |  |  | 1
YES | PROVIDE LOCATION LIST | FACILITY | FIRE ALARM | FIRE ALARM | FA-PULL | FIRE ALARM, PULL STATION |  | APPLICABLE TO PULL STATIONS EQUIPED WITH TAMPER PROOF COVERS. PROVIDE BATTERY TYPE | OPS | [10 empty] | 15 |  |  | 1
YES | PROVIDE LOCATION LIST | FACILITY | FIRE ALARM | FIRE ALARM | FACOMBO | FIRE ALARM, SMK/CO OR COMBO DEVICES |  |  | OPS | [10 empty] | 15 |  | Bldg-Wide Virtual | 1
YES | PROVIDE LOCATION LIST | FACILITY | FIRE ALARM | FIRE ALARM | FASMOKE | FIRE ALARM, SMOKE DETECTOR |  | APPLICABLE ONLY TO STAND-ALONE SYSTEM (NOT TIED TO FA SYSTEM) | DIV03 | [10 empty] | 15 |  | Bldg-Wide Virtual | 1
NO | NO ACTION | FACILITY | FIRE ALARM | FIRE ALARM | FASMKEV | FIRE ALARM, SMOKE EVACUATION SYSTEM |  |  | OPS | [10 empty] | 15 |  |  | 1
NO | NO ACTION | FACILITY | FIRE ALARM | FIRE ALARM | FA-SNAC | FIRE ALARM, SUP NOTIF ALARM CIRCUIT |  |  | OPS | [10 empty] | 15 |  |  | 1
NO | NO ACTION | EQUIP | FIRE ALARM | FIRE ALARM | FATRMCB | FIRE ALARM, TERMINAL CABINET |  |  | OPS | [10 empty] | 15 |  |  | 1
NO | NO ACTION | FACILITY | FIREEXTGSR | FIRE EXTINGUISHER | FIRXTNG | FIRE EXTINGUISHER | A piece of portable equipment used to extinguish fires |  | OPS | [10 empty] | 18 |  |  | 7
NO | NO ACTION | EQUIP | FIREHYDRNT | FIRE HYDRANT PRIVATE | FIREHYD | FIRE HYDRANT, PRIVATE (BROWN) | A dedicated water source or tap used to extinguish fires |  | DIV02 | [10 empty] | 25 |  |  | 10
YES | PROVIDE LOCATION LIST | FACILITY | FIRESUPSYS | FIRE SUPPRESSION SYSTEM | FSDRYSY | FIRE SUPPRES, DRY SYSTEM | A system used to provide dry-fire suppression to the building |  | OPS | [10 empty] | 25 |  | Bldg-Wide Virtual | 2
NO | NO ACTION | FACILITY | FIRESUPSYS | FIRE SUPPRESSION SYSTEM | FSFDCON | FIRE SUPPRES, FIRE DEPT CONNECTIONS | A dedicated water source or tap used to extinguish fires |  | OPS | [10 empty] | 80 |  |  | 2
YES | PROVIDE LOCATION LIST | FACILITY | FIRESUPSYS | FIRE SUPPRESSION SYSTEM | FSNRTGS | FIRE SUPPRES, INERT GAS |  |  | OPS | [10 empty] | 80 |  | Bldg-Wide Virtual | 2
NO | NO ACTION | FACILITY | FIRESUPSYS | FIRE SUPPRESSION SYSTEM | FSMDRAN | FIRE SUPPRES, MAIN DRAIN |  |  | OPS | [10 empty] | 80 |  |  | 2
NO | NO ACTION | FACILITY | FIRESUPSYS | FIRE SUPPRESSION SYSTEM | FSRISER | FIRE SUPPRES, RISER |  |  | OPS | [10 empty] | 80 |  |  | 2
NO | NO ACTION | FACILITY | FIRESUPSYS | FIRE SUPPRESSION SYSTEM | FSSPKLR | FIRE SUPPRES, SPRINKLER |  |  | OPS | [10 empty] | 80 |  |  | 2
NO | NO ACTION | FACILITY | FIRESUPSYS | FIRE SUPPRESSION SYSTEM | FSTMPFL | FIRE SUPPRES, TAMPER/FLOW SWITCHES |  |  | OPS | [10 empty] | 80 |  |  | 2
NO | NO ACTION | FACILITY | FIRESUPSYS | FIRE SUPPRESSION SYSTEM | FSVLVPR | FIRE SUPPRES, VALVE-PRESSURE RELIEF |  |  | OPS | [10 empty] | 80 |  |  | 2
NO | NO ACTION | FACILITY | FIRESUPSYS | FIRE SUPPRESSION SYSTEM | FSVLVZN | FIRE SUPPRES, VALVE-ZONE |  |  | OPS | [10 empty] | 80 |  |  | 2
YES | PROVIDE LOCATION LIST | FACILITY | FIRESUPSYS | FIRE SUPPRESSION SYSTEM | FSWETCM | FIRE SUPPRES, WET CHEMICAL |  |  | OPS | [10 empty] | 80 |  | Bldg-Wide Virtual | 2
NO | NO ACTION | NONE | FIREESCAPE | FIREESCAPE | FIRSCAP | FIRE ESCAPE | An emergency means of exit mounted to the exterior of a building |  | DIV01 | [10 empty] | 25 |  |  | 7
YES |  | EQUIP | FIREPLACE | FIREPLACE | FIRPGAS | FIREPLACE, GAS | A structure designed to contain and vent indoor fires |  | DIV01 | [10 empty] | 25 |  | Bldg-Wide Virtual | 6
YES |  | EQUIP | FIREPLACE | FIREPLACE | FIRPWOD | FIREPLACE, WOOD | A structure designed to contain and vent indoor fires |  | DIV01 | [10 empty] | 25 |  | Bldg-Wide Virtual | 6
NO | NO ACTION | EQUIP | FOUNTAIN | FOUNTAIN | FOUNTIN | FOUNTAIN | Outdoor water fountains |  | DIV02 | [10 empty] | 50 |  |  | 10
YES |  | EQUIP | FUME-HOOD | FUME HOOD | FUMHOOD | FUME HOOD | A work station designed to remove odors & vapors from a lab area | NOTE WHICH EXHAUST IT IS TIED TO | DIV09 | [10 empty] | 20 | PM task to include controllers | White on upper right most corner | 3
YES |  | EQUIP | FURNACE | FURNACE | FURNELC | FURNACE, ELECTRIC FORCED AIR | A device which heats and distributes air by burning gas or oil | CONDENSATE PUMP?/FILTERS | DIV02 | [10 empty] | 12 |  | Face Side | 2
YES |  | EQUIP | FURNACE | FURNACE | FURNGAS | FURNACE, GAS FORCED AIR | A device which heats and distributes air by burning gas or oil | CONDENSATE PUMP?/FILTERS | DIV02 | [10 empty] | 12 |  | Face Side | 2
YES |  | EQUIP | FURNACE | FURNACE | FURNOIL | FURNACE, OIL FORCED AIR | A device which heats and distributes air by burning gas or oil | CONDENSATE PUMP?/FILTERS (AIR/OIL) | DIV02 | [10 empty] | 12 |  | Face Side | 2
YES | PROVIDE LOCATION LIST | FACILITY | GASSYSTEM | GAS SYSTEM, MEDICAL, LAB, ETC. | GSCDIOX | GAS SYSTEM, CARBON DIOXIDE | The system or components that provide carbon dioxide gas to the building | INCLUDE LABS SERVICED TO | DIV02 | [10 empty] | 20 |  | Bldg-Wide Virtual | 2
YES | PROVIDE LOCATION LIST | FACILITY | GASSYSTEM | GAS SYSTEM, MEDICAL, LAB, ETC. | GSCPAIR | GAS SYSTEM, COMPRESSED AIR | The system or components that provide compressed air to the building | INCLUDE LABS SERVICED TO (TIE REC TO PUMP) | DIV02 | [10 empty] | 20 |  | Bldg-Wide Virtual | 2
YES | PROVIDE LOCATION LIST | FACILITY | GASSYSTEM | GAS SYSTEM, MEDICAL, LAB, ETC. | GSNTGAS | GAS SYSTEM, NATURAL GAS | The system or components that provide natural gas to the building | INCLUDE LABS SERVICED TO | DIV02 | [10 empty] | 20 |  | Bldg-Wide Virtual | 2
YES | PROVIDE LOCATION LIST | FACILITY | GASSYSTEM | GAS SYSTEM, MEDICAL, LAB, ETC. | GSNITRO | GAS SYSTEM, NITROGEN | The system or components that provide nitrogen gas to the building | INCLUDE LABS SERVICED TO | DIV02 | [10 empty] | 20 |  | Bldg-Wide Virtual | 2
YES | PROVIDE LOCATION LIST | FACILITY | GASSYSTEM | GAS SYSTEM, MEDICAL, LAB, ETC. | GSOXYGN | GAS SYSTEM, OXYGEN | The system or components that provide oxygen gas to the building | INCLUDE LABS SERVICED TO | DIV02 | [10 empty] | 20 |  | Bldg-Wide Virtual | 2
YES | PROVIDE LOCATION LIST | FACILITY | GASSYSTEM | GAS SYSTEM, MEDICAL, LAB, ETC. | GSVACUM | GAS SYSTEM, VACUUM | The system or components that provide vacuum to the building | INCLUDE LABS SERVICED TO (TIE REC TO PUMP) | DIV02 | [10 empty] | 20 |  | Bldg-Wide Virtual | 2
YES | PROVIDE LOCATION LIST | FACILITY | ELEC-GFCI | GFCI RECEPTACLES | EL-GFCI | ELECTRICAL GROUND FAULT CIRCUIT INT | A device that automatically disconnects electrical power when a fault is detected |  | DIV03 | [10 empty] | 15 |  | Bldg-Wide Virtual | 3
YES |  | EQUIP | HEAT-EXCH | HEAT EXCHANGER | HXPLTFM | HEAT EXCHANGER, PLATE FRAME | A device used to exchange water temperature |  | DIV08 | [10 empty] | 25 |  | Face side / Near main plaque or Mnf. info plate. | 2
YES |  | EQUIP | HEAT-EXCH | HEAT EXCHANGER | HXSHLTB | HEAT EXCHANGER, SHELL TUBE | A device used to exchange water temperature |  | DIV07 | [10 empty] | 23 |  | Yellow tag on stanchion, or identifying plaque. | 2
YES |  | EQUIP | HEATER | HEATER | HFULOIL | HEATER, FUEL OIL | A piece of equipment used to heat (pre-heat) fuel oil for use in combustion (CHP) |  | DIV07 | [10 empty] | 18 | Specific to Div7 fuel oil - Heater descriptions (follows sequence of operation): (x5) Heaters in Oil Storage Tanks (x1 each), (x2) HX's (utilizing steam) heats to 160', (x3) Pre-Heaters, (x1 on each boiler), heats to 190'. |  | 3
YES |  | EQUIP | HEPA-UNIT | HEPA UNIT | HEPAUNT | HEPA UNIT | High-efficiency particulate air filter | FILTER | DIV08 | [10 empty] | 15 |  | Face side | 4
YES |  | EQUIP | HW-HEATER | HOT WATER HEATER | HWHELEC | HOT WATER HEATER, ELECTRIC | A vessel used to make hot water using electricity | CAPACITY (GAL) | DIV02 | [10 empty] | 20 |  | Face side | 3
YES |  | EQUIP | HW-HEATER | HOT WATER HEATER | HWH-GAS | HOT WATER HEATER, GAS | A vessel used to make hot water using gas | CAPACITY (GAL) | DIV02 | [10 empty] | 25 |  | Face side | 3
YES |  | EQUIP | HW-HEATER | HOT WATER HEATER | HWH-IND | HOT WATER HEATER, INDIRECT FIRE | A vessel used to make hot water through indirect means of firing | CAPACITY (GAL) | DIV02 | [10 empty] | 30 |  | Face side | 3
YES |  | EQUIP | HW-HEATER | HOT WATER HEATER | HWH-OIL | HOT WATER HEATER, OIL | A vessel used to make hot water using oil | CAPACITY (GAL), OIL FILTER | DIV02 | [10 empty] | 20 |  | Face side | 3
YES |  | EQUIP | HW-HEATER | HOT WATER HEATER | HWH-STM | HOT WATER HEATER, STEAM | A vessel used to make hot water using steam | CAPACITY (GAL) | DIV02 | [10 empty] | 20 |  | Face side | 3
YES |  | EQUIP | HUMIDIFIER | HUMIDIFIER | HUMSLFC | HUMIDIFIER, SELF CONTAINED | A piece of equipment that is used to increase moisture in the air |  | DIV08 | [10 empty] | 20 |  | Face side | 7
YES |  | EQUIP | HUMIDIFIER | HUMIDIFIER | HUM-STM | HUMIDIFIER, STEAM | A piece of equipment that is used to increase moisture in the air |  | DIV08 | [10 empty] | 20 |  | Face side | 7
YES |  | EQUIP | HUMIDIFIER | HUMIDIFIER | HUMUSON | HUMIDIFIER, ULTRA SONIC | A piece of equipment that is used to increase moisture in the air |  | DIV08 | [10 empty] | 20 |  | Face side | 7
YES |  | EQUIP | HYDRATION | HYDRATION | HYDSTAN | HYDRATION STATION-FOUNTAIN | A fountain or bubbler which provides drinking water | WATER FILTER (IF EQUIPED) | DIV02 | [10 empty] | 10 |  | White tag placed obscure. Depending on type, place on side or lower portion of unit. | 6
NO | NO ACTION | EQUIP | ICEMAKER | ICEMAKER | ICEMAKR | ICE MAKER | An appliance designed to make & store ice |  | OPS | [10 empty] | 10 |  |  | 9
NO | DO NOT INCLUDE | FACILITY | IRRIGATION | IRRIGATION | IRGCITY | IRRIGATION, CITY WATER ONLY |  |  | DIV05 | [10 empty] | 30 |  |  | 9
NO | DO NOT INCLUDE | FACILITY | IRRIGATION | IRRIGATION | IRGOTHR | IRRIGATION, OTHER TYPES |  |  | DIV05 | [10 empty] | 30 |  |  | 9
NO | DO NOT INCLUDE | EQUIP | KEY-BOX | KEY CONTROL BOX | KEY-BOX | KEYBOX, KEY CONTROL | A secure satellite location for key storage and control |  | DIV01 | [10 empty] | 30 |  |  | 1
YES |  | EQUIP | LAB | LAB SERVICE EQUIPMENT | LAB-WTR | LAB WTR TREATMENT AND DISTRIBUTION | A system that converts city water in Reverse Osmosis (RO) water |  | OPS | [10 empty] | 20 | Similarities and differences: deionized water vs distilled water vs reverse osmosis water -> Deionized water vs distilled water – DI water is as pure as the distilled water or even purer; -> Reverse osmosis water vs distilled water – RO water is more sat | Face side or controller
YES |  | EQUIP | LAB | LAB SERVICE EQUIPMENT | RODIWTR | REVERSE OSMOSIS/ELECTRODEIONIZATION | A system that converts city water in Reverse Osmosis (RO) water |  | OPS | [10 empty] | 20 | Similarities and differences: deionized water vs distilled water vs reverse osmosis water -> Deionized water vs distilled water – DI water is as pure as the distilled water or even purer; -> Reverse osmosis water vs distilled water – RO water is more sat | Face side or controller
YES |  | FACILITY | LIGHTING | LIGHTING | LTGCTRL | LIGHTING, CONTROLS | Lighting control panels |  | OPS | [10 empty] | 20 | Ex: LUTRON systems | Bldg-Wide Virtual | 6
NO | DO NOT INCLUDE | FACILITY | LIGHTING | LIGHTING | LT-ELEV | LIGHTING, ELEVATOR CAR | A light fixture permanently fixed to an elevator car |  | OPS | [10 empty] | 20 |  |  | 6
YES | PROVIDE LOCATION LIST | FACILITY | LIGHTING | LIGHTING | LT-EMRG | LIGHTING, EMERGENCY | A piece of lighting equipment that illuminates an area when normal power is interrupted |  | DIV03 | [10 empty] | 20 |  | Bldg-Wide Virtual | 6
YES | PROVIDE LOCATION LIST | FACILITY | LIGHTING | LIGHTING | LT-EXIT | LIGHTING, EXIT LIGHT | A piece of lighting equipment that illuminates building exits |  | DIV03 | [10 empty] | 20 |  | Bldg-Wide Virtual | 6
NO | NO ACTION | FACILITY | LIGHTING | LIGHTING | LTXPOLE | LIGHTING, EXTERIOR POLE | A raised source of light on paths or walkways |  | DIV03 | [10 empty] | 15 |  |  | 6
NO | NO ACTION | FACILITY | LIGHTING | LIGHTING | LTXPLED | LIGHTING, EXTERIOR POLE LED | A raised source of light on paths or walkways |  | DIV03 | [10 empty] | 20 |  |  | 6
NO | NO ACTION | FACILITY | LIGHTING | LIGHTING | LTXWLPK | LIGHTING, EXTERIOR WALL PACK | A raised source of light mounted on the exterior of buildings |  | DIV03 | [10 empty] | 15 |  |  | 6
NO | NO ACTION | FACILITY | LIGHTING | LIGHTING | LTXWLED | LIGHTING, EXTERIOR WALL PACK LED | A raised source of light mounted on the exterior of buildings |  | DIV03 | [10 empty] | 20 |  |  | 6
NO | DO NOT INCLUDE | FACILITY | LIGHTING | LIGHTING | LTFIELD | LIGHTING, FIELD | A raised source of light on athletic fields or large open spaces |  | DIV03 | [10 empty] | 20 |  |  | 6
NO | NO ACTION | FACILITY | LIGHTING | LIGHTING | LTINTER | LIGHTING, INTERIOR | Any interior light source |  | DIV03 | [10 empty] | 20 |  |  | 6
NO | NO ACTION | FACILITY | LIGHTNING | LIGHTNING PROTECTION | LITNING | LIGHTNING PROTECTION | All components which comprise and protect a building from lightning strikes. |  | DIV01 | [10 empty] | 20 |  |  | 8
NO | DO NOT INCLUDE | EQUIP | MANHOLE | MANHOLE | MH-COMM | MANHOLE, COMMUNICATIONS | A manhole or confined space granting access to campus or civil communication systems |  | N/A | [10 empty] | 30 |  |  | 10
NO | DO NOT INCLUDE | EQUIP | MANHOLE | MANHOLE | MH-ELEC | MANHOLE, ELECTRIC | A manhole or confined space granting access to campus or civil electrical systems |  | N/A | [10 empty] | 30 |  |  | 10
NO | DO NOT INCLUDE | EQUIP | MANHOLE | MANHOLE | MH-FIRA | MANHOLE, FIRE ALARM | A manhole or confined space granting access to campus or civil fire alarm systems |  | N/A | [10 empty] | 30 |  |  | 10
NO | DO NOT INCLUDE | EQUIP | MANHOLE | MANHOLE | MH-HTHW | MANHOLE, HIGH TEMP HOT WATER | A manhole or confined space granting access to campus HTHW systems |  | N/A | [10 empty] | 30 |  |  | 10
NO | DO NOT INCLUDE | EQUIP | MANHOLE | MANHOLE | MH-SEWR | MANHOLE, SEWER | A manhole or confined space granting access to campus or civil sewer systems |  | N/A | [10 empty] | 30 |  |  | 10
NO | DO NOT INCLUDE | EQUIP | MANHOLE | MANHOLE | MH-STEM | MANHOLE, STEAM | A manhole or confined space granting access to campus steam systems |  | N/A | [10 empty] | 30 |  |  | 10
NO | DO NOT INCLUDE | EQUIP | MANHOLE | MANHOLE | MH-STRM | MANHOLE, STORM | A manhole or confined space granting access to campus or civil storm water systems |  | N/A | [10 empty] | 30 |  |  | 10
NO | DO NOT INCLUDE | EQUIP | MANHOLE | MANHOLE | MH-WATR | MANHOLE, WATER | A manhole or confined space granting access to campus or civil water systems |  | N/A | [10 empty] | 30 |  |  | 10
NO | DO NOT INCLUDE | FACILITY | MASONRY | MASONRY SYSTEMS | MASONRY | MASONRY SYSTEMS | Campus masonry, walls, steps, pillars, parapets, etc. |  | DIV01 | [10 empty] | 30 |  |  | 10
NO | NO ACTION | SPEC | METER | METER | METAIRF | METER, AIR FLOW | A meter used to measure air flow |  | DIV08 | [10 empty] | 50 | Include as spec on AHU's (i.e Pitot tubes) | Spec | 4
YES |  | EQUIP | METER | METER | MET-CHW | METER, CHILLED WATER | A device used to measure chilled water |  | DIV08 | [10 empty] | 50 |  | Use hanger | 4
YES |  | EQUIP | METER | METER | METCOND | METER, CONDENSATE | A device used to measure steam condensate |  | DIV08 | [10 empty] | 50 |  | Use hanger | 4
YES |  | EQUIP | METER | METER | METELEC | METER, ELECTRIC | A device used to measure electrical use | ONLY THOSE OWNED BY BROWN | DIV03 | [10 empty] | 50 |  | Use hanger | 4
YES |  | EQUIP | METER | METER | MET-GAS | METER, GAS | A device used to measure gas use |  | DIV02 | [10 empty] | 50 |  | Use hanger | 4
YES |  | EQUIP | METER | METER | METHTHW | METER, HIGH TEMP HOT WATER | A device used to measure high temp hot water |  | DIV08 | [10 empty] | 50 |  | Use hanger | 4
YES |  | EQUIP | METER | METER | METSTEM | METER, STEAM | A device used to measure steam |  | DIV08 | [10 empty] | 50 |  | Use hanger | 4
YES |  | EQUIP | METER | METER | METWATR | METER, WATER | A device used to measure city water use |  | DIV02 | [10 empty] | 50 |  | Use hanger | 4
YES |  | EQUIP | MONITOR | MONITORING SYSTEM | MON-CO2 | MONITORING SYSTEM, CARBON DIOXIDE | A system or device which measures hydro-flow rate and temperature |  | OPS | [10 empty] | 10 |  | Face side | 2
YES |  | EQUIP | MONITOR | MONITORING SYSTEM | MONFLOW | MONITORING SYSTEM, FLOW STATION | A system or device which measures hydro-flow rate and temperature |  | DIV08 | [10 empty] | 10 |  | Face side | 2
YES |  | EQUIP | MONITOR | MONITORING SYSTEM | MONFUEL | MONITORING SYSTEM, FUEL | A system or device which measures gas levels |  | OPS | [10 empty] | 10 |  | Face side | 2
YES |  | EQUIP | MONITOR | MONITORING SYSTEM | MONHAZG | MONITORING SYSTEM, HAZARDOUS GASES | A system or device which monitors for hazardous gases. |  | OPS | [10 empty] | 10 |  | Face side | 2
YES |  | EQUIP | MONITOR | MONITORING SYSTEM | MONNGAS | MONITORING SYSTEM, NATURAL GAS | A system or device which measures gas levels |  | OPS | [10 empty] | 10 |  | Face side | 2
YES |  | EQUIP | MONITOR | MONITORING SYSTEM | MONOXYG | MONITORING SYSTEM, OXYGEN | A system or device which measures oxygen levels |  | OPS | [10 empty] | 10 |  | Face side | 2
YES |  | EQUIP | MONITOR | MONITORING SYSTEM | MONPART | MONITORING SYSTEM, PARTICULATES | A system or device which monitors for particulates. |  | OPS | [10 empty] | 10 |  | Face side | 2
YES |  | EQUIP | MONITOR | MONITORING SYSTEM | MONRFRG | MONITORING SYSTEM, REFRIGERATION | A system or device which measures refrigerant levels |  | OPS | [10 empty] | 10 |  | Face side | 2
NO |  | EQUIP | MONUMENT | MONUMENTS AND STATUES | MONMNTS | MONUMENTS AND STATUES | MONUMENTS AND STATUES |  | DIV01 | [10 empty] | 100 |  |  | 10
YES | INCLUDE ON PARENT ASSET SPEC INFO | SPEC | MOTOR | MOTORS | MTRACSM | MOTOR, AC < 20HP | A piece of equipment that converts electrical energy to rotational mechanical energy | INCLUDED ON PARENT REC. FORMAT AS FOLLOWS: MOTOR: MAKE, MODEL#/CAT#/SPEC# or TYPE:, SN#, HP:, RPM:, PH:, VOLTS:, AMPS:, PF:, DUTY CYCLE, FRAME:, ENCL:, INSUL CLASS:, NEMA RATING:, WEIGHT: | DIV03 | [10 empty] | 18 |  | Spec | 3
YES |  | EQUIP | MOTOR | MOTORS | MTRACLG | MOTOR, AC > 20HP | A piece of equipment that converts electrical energy to rotational mechanical energy | TIE TO PARENT REC. FORMAT AS FOLLOWS: MOTOR: MAKE, MODEL#/CAT#/SPEC# or TYPE:, SN#, HP:, RPM:, PH:, VOLTS:, AMPS:, PF:, DUTY CYCLE, FRAME:, ENCL:, INSUL CLASS:, NEMA RATING:, WEIGHT: | DIV03 | [10 empty] | 18 |  | Yellow tag on or near Mnf. plate. Use hanger if needed. | 3
YES | INCLUDE ON PARENT ASSET SPEC INFO | SPEC | MOTOR | MOTORS | MTRDCSM | MOTOR, DC < 20HP | A piece of equipment that converts electrical energy to rotational mechanical energy | INCLUDED ON PARENT REC. FORMAT AS FOLLOWS: MOTOR: MAKE, MODEL#/CAT#/SPEC# or TYPE:, SN#, HP:, RPM:, PH:, VOLTS:, AMPS:, PF:, DUTY CYCLE, FRAME:, ENCL:, INSUL CLASS:, NEMA RATING:, WEIGHT: | DIV03 | [10 empty] | 18 |  | Spec | 3
YES |  | EQUIP | MOTOR | MOTORS | MTRDCLG | MOTOR, DC > 20HP | A piece of equipment that converts electrical energy to rotational mechanical energy | TIE TO PARENT REC. FORMAT AS FOLLOWS: MOTOR: MAKE, MODEL#/CAT#/SPEC# or TYPE:, SN#, HP:, RPM:, PH:, VOLTS:, AMPS:, PF:, DUTY CYCLE, FRAME:, ENCL:, INSUL CLASS:, NEMA RATING:, WEIGHT: | DIV03 | [10 empty] | 18 |  | Yellow tag on or near Mnf. plate. Use hanger if needed. | 3
YES | INCLUDE ON PARENT ASSET SPEC INFO | SPEC | PH-NEUTRL | PH NEUTRALIZATION SYSTEM | PHNUCRT | PH NEUTRALIZATION CARTRIDGE | A system used to treat special waste before discharge to the sewer |  | DIV08 | [10 empty] | 10 |  | Spec | 4
YES | INCLUDE ON PARENT ASSET SPEC INFO | SPEC | PH-NEUTRL | PH NEUTRALIZATION SYSTEM | PHNUTSY | PH NEUTRALIZATION SYSTEM | A system used to treat special waste before discharge to the sewer |  | DIV08 | [10 empty] | 10 |  | Spec | 4
YES | INCLUDE ON PARENT ASSET SPEC INFO | SPEC | PH-NEUTRL | PH NEUTRALIZATION SYSTEM | PHNUTNK | PH NEUTRALIZATION TANK | A system used to treat special waste before discharge to the sewer |  | DIV08 | [10 empty] | 10 |  | Spec | 4
YES |  | EQUIP | POOLSYS | POOL SYSTEMS AND EQUIPMENT | POOLSYS | POOL SYSTEMS AND EQUIPMENT | Used as placeholder for pool equipment/filtration systems. |  | OPS | [10 empty] | 20 |  |  | 10
YES |  | EQUIP | PRSSRVESSL | PRESSURE VESSEL | PRSVESL | PRESSURE VESSEL |  |  | DIV02 | [10 empty] | 25 |  | On or near main identifying plaque | 5
YES |  | EQUIP | PUMP | PUMP | PUBLRFD | PUMP, BOILER FEED/HW CIRC | A pump used for feedwater to a boiler | MOTOR | DIV08 | [10 empty] | 12 |  | Yellow tag on pump, do not place on motor. Place on or near Mnf. plate. Use hanger if needed. | 3
YES |  | EQUIP | PUMP | PUMP | PUBOSTG | PUMP, BOOSTER-GAS | A pump/machine used to increase gas pressure on a system. | MOTOR | DIV02 | [10 empty] | 12 |  | Face side | 3
YES |  | EQUIP | PUMP | PUMP | PUBOSTW | PUMP, BOOSTER-WATER | A pump used to increase flow & pressure on a buildings domestic (city) water system | MOTOR | DIV02 | [10 empty] | 20 |  | Yellow tag on pump, do not place on motor. Place on or near Mnf. plate. Use hanger if needed. If duplex system, place 1 tag on controller. | 3
YES |  | EQUIP | PUMP | PUMP | PU-CHEM | PUMP, CHEMICAL | A pump used to inject chemicals into a system | MOTOR | DIV07 | [10 empty] | 12 |  | Yellow tag on pump, do not place on motor. Place on or near Mnf. plate. Use hanger if needed. | 3
YES |  | EQUIP | PUMP | PUMP | PUCHWTR | PUMP, CHILLED WATER | A pump that circulates chilled water | MOTOR | DIV08 | [10 empty] | 12 |  | Yellow tag on pump, do not place on motor. Place on or near Mnf. plate. Use hanger if needed. | 3
YES |  | EQUIP | PUMP | PUMP | PU-COND | PUMP, CONDENSATE | A pump used to move steam condensate | MOTOR/ DUPLEX SYSTEM WITH TANK? | DIV08 | [10 empty] | 20 |  | Yellow tag on pump, do not place on motor. Place on or near Mnf. plate. Use hanger if needed. If duplex system, place 1 tag on controller. | 3
YES |  | EQUIP | PUMP | PUMP | PUCDWTR | PUMP, CONDENSER WATER | A pump that circulates condenser water | MOTOR | DIV08 | [10 empty] | 12 |  | Yellow tag on pump, do not place on motor. Place on or near Mnf. plate. Use hanger if needed. | 3
YES | INCLUDE ON PARENT ASSET SPEC INFO | SPEC | PUMP | PUMP | PUCOOLT | PUMP, COOLING TOWER | A pump used to circulate water through a cooling tower | MOTOR | DIV08 | [10 empty] | 12 |  | Spec | 3
YES |  | EQUIP | PUMP | PUMP | PUDHUMD | PUMP, DEHUMIDIFICATION | A pump that circulates a dehumidification loop | MOTOR | DIV08 | [10 empty] | 12 |  | Yellow tag on pump, do not place on motor. Place on or near Mnf. plate. Use hanger if needed. | 3
YES |  | EQUIP | PUMP | PUMP | PUDOMST | PUMP, DOMESTIC WATER | A pump that circulates domestic water | MOTOR | DIV02 | [10 empty] | 12 |  | Yellow tag on pump, do not place on motor. Place on or near Mnf. plate. Use hanger if needed. | 3
YES |  | EQUIP | PUMP | PUMP | PUDULSV | PUMP, DUAL SERVICE | A pump that can be switched to circulate chilled, hot or condenser water | MOTOR | DIV08 | [10 empty] | 12 |  | Yellow tag on pump, do not place on motor. Place on or near Mnf. plate. Use hanger if needed. | 3
YES |  | EQUIP | PUMP | PUMP | PUFDWTR | PUMP, FEEDWATER | A pump used for feedwater to equipment | MOTOR | DIV07 | [10 empty] | 10 |  | Yellow tag on pump, do not place on motor. Place on or near Mnf. plate. Use hanger if needed. | 3
YES |  | EQUIP | PUMP | PUMP | PUJOCKY | PUMP, FIRE JOCKEY | A pump used to maintain pressure in a fire protection system | MOTOR | OPS | [10 empty] | 12 |  | Yellow tag on pump, do not place on motor. Place on or near Mnf. plate. Use hanger if needed. | 3
YES |  | EQUIP | PUMP | PUMP | PU-FIRE | PUMP, FIRE SUPPRESSION | A pump used to deliver water to a fire suppression system | MOTOR | OPS | [10 empty] | 25 |  | Yellow tag on pump, do not place on motor. Place on or near Mnf. plate. Use hanger if needed. | 3
YES |  | EQUIP | PUMP | PUMP | PUFZBLD | PUMP, FREEZE OR BLEND | A pump used to circulate water through a units cooling loop | MOTOR | DIV08 | [10 empty] | 12 |  | Yellow tag on pump, do not place on motor. Place on or near Mnf. plate. Use hanger if needed. | 3
YES |  | EQUIP | PUMP | PUMP | PUFUTRN | PUMP, FUEL TRANSFER | A pump used to transfer fuel from one storage tank to another | MOTOR | OPS | [10 empty] | 12 |  | Yellow tag on pump, do not place on motor. Place on or near Mnf. plate. Use hanger if needed. | 3
YES |  | EQUIP | PUMP | PUMP | PUGLYCL | PUMP, GLYCOL | A pump used to inject glycol into a system | MOTOR | DIV08 | [10 empty] | 12 |  | Yellow tag on pump, do not place on motor. Place on or near Mnf. plate. Use hanger if needed. | 3
YES |  | EQUIP | PUMP | PUMP | PU-HWTR | PUMP, HOT WATER | A pump that circulates hot water | MOTOR | DIV08 | [10 empty] | 12 |  | Yellow tag on pump, do not place on motor. Place on or near Mnf. plate. Use hanger if needed. | 3
YES |  | EQUIP | PUMP | PUMP | PUHYDRO | PUMP, HYDRONIC CIRCULATION | A pump for general hot water circulation throughout a building | MOTOR | DIV08 | [10 empty] | 12 |  | Yellow tag on pump, do not place on motor. Place on or near Mnf. plate. Use hanger if needed. | 3
YES |  | EQUIP | PUMP | PUMP | PU-IRRG | PUMP, IRRIGATION |  | MOTOR | DIV08 | [10 empty] | 20 |  | Yellow tag on pump, do not place on motor. Place on or near Mnf. plate. Use hanger if needed. | 3
YES |  | EQUIP | PUMP | PUMP | PUMUWTR | PUMP, MAKE UP WATER |  | MOTOR | DIV08 | [10 empty] | 12 |  | Yellow tag on pump, do not place on motor. Place on or near Mnf. plate. Use hanger if needed. | 3
YES |  | EQUIP | PUMP | PUMP | PUPHNUT | PUMP, PH NEUTRALIZATION | A pump servicing a PH neutralization system | MOTOR | DIV08 | [10 empty] | 12 |  | Yellow tag on pump, do not place on motor. Place on or near Mnf. plate. Use hanger if needed. | 3
YES |  | EQUIP | PUMP | PUMP | PU-POOL | PUMP, POOL WATER | A pump that circulates pool water | MOTOR | DIV08 | [10 empty] | 18 |  | Yellow tag on pump, do not place on motor. Place on or near Mnf. plate. Use hanger if needed. | 3
YES |  | EQUIP | PUMP | PUMP | PU-PROC | PUMP, PROCESS WATER | A pump used for process water. I.e. Heat recovery loops | MOTOR | DIV08 | [10 empty] | 12 |  | Yellow tag on pump, do not place on motor. Place on or near Mnf. plate. Use hanger if needed. | 3
YES |  | EQUIP | PUMP | PUMP | PUSEWER | PUMP, SEWER OR LIFT STATION | A pump used to lift sanitary waste to a gravity drain | MOTOR/ CONFINED SPACE (Y/N?) | DIV02 | [10 empty] | 20 |  | Yellow tag on controller | 3
YES |  | EQUIP | PUMP | PUMP | PU-SUMP | PUMP, SUMP | A pump used to drain pits & sumps | MOTOR/ CONFINED SPACE (Y/N?) | DIV02 | [10 empty] | 20 |  | Yellow tag on pump, do not place on motor. Place on or near Mnf. plate. Use hanger if needed. | 3
YES |  | EQUIP | PUMP | PUMP | PUVACUM | PUMP, VACUUM | A pump designed to create a vacuum | MOTOR/FILTERS | DIV08 | [10 empty] | 20 |  | Yellow tag on pump, do not place on motor. Place on or near Mnf. plate. Use hanger if needed. | 3
YES |  | EQUIP | RAINWATER | RAINWATER RECLAMATION SYSTEM | RAINWTR | RAINWATER RECLAMATION SYSTEM | A system which recovers rainwater for uses such as irrigation |  | DIV02 | [10 empty] | 20 |  | Yellow tag on controller | 7
YES |  | EQUIP | REFRIG | REFRIGERATION | RFRGCMP | REFRIGERATION, COMPRESSOR |  | REFRIGERANT/CHARGE | DIV08 | [10 empty] | 10 |  | Face side or controller | 6
YES |  | EQUIP | REFRIG | REFRIGERATION | RFRGCOL | REFRIGERATION, WALK-IN COOLER | A room designed to maintain a cold environment above 32 degrees F but below ambient |  | OPS | [10 empty] | 10 |  |  | 6
YES |  | EQUIP | REFRIG | REFRIGERATION | RFRGFRZ | REFRIGERATION, WALK-IN FREEZER | A room designed to maintain a freezing temp below 32 degrees F |  | OPS | [10 empty] | 35 |  |  | 6
NO | NO ACTION | EQUIP | REFRIG | REFRIGERATION | RFRIGRT | REFRIGERATOR | An appliance designed to maintain above 32 degrees F but below ambient |  | N/A | [10 empty] | 10 |  |  | 6
NO | NO ACTION | EQUIP | REFRIG | REFRIGERATION | RFRGLAB | REFRIGERATOR, LAB | An appliance designed to maintain above 32 degrees F but below ambient |  | N/A | [10 empty] | 10 |  |  | 6
YES | PROVIDE LOCATION LIST | FACILITY | LOUVERS | REGISTERS, VENTS AND LOUVERS | LUVXSCR | LOUVERS, EXTERIOR GRILL SCREENS | A screen attached to exterior louvers preventing animal or debris entry |  | DIV01 | [10 empty] | 25 |  | Bldg-Wide Virtual | 7
YES | PROVIDE LOCATION LIST | FACILITY | REG-VENTS | REGISTERS, VENTS, GRILLES, LOUVERS | REGVENT | REGISTERS, VENTS, GRILLES, LOUVERS | REGISTERS, VENTS, GRILLES, LOUVERS |  | DIV08 | [10 empty] | 40 |  | Bldg-Wide Virtual | 10
NO | DO NOT INCLUDE | FACILITY | ROOF | ROOF | ROOFSYS | ROOF SYSTEMS | A roof system |  | STRCMEP | [10 empty] | 20 |  |  | 4
NO | DO NOT INCLUDE | EQUIP | ROOF | ROOF | RFFALLP | ROOF, FALL PROTECTION | A system of ancors and cables which allows a worker to harness and secure themselves to the roof for safety. |  | OPS | [10 empty] | 25 |  |  | 4
NO | DO NOT INCLUDE | FACILITY | ROOF | ROOF | RFGLASS | ROOF, GLASS | A roofing system comprised of plate glass panels |  | DIV01 | [10 empty] | 25 |  |  | 4
NO | DO NOT INCLUDE | FACILITY | ROOF | ROOF | RFMMBRN | ROOF, MEMBRANE | A roofing system comprised of synthetic, rubber or PVC type materials |  | DIV01 | [10 empty] | 25 |  |  | 4
NO | DO NOT INCLUDE | FACILITY | ROOF | ROOF | RFMETAL | ROOF, METAL | A roofing system comprised of metal pieces or tiles |  | DIV01 | [10 empty] | 30 |  |  | 4
NO | DO NOT INCLUDE | FACILITY | ROOF | ROOF | RFSHING | ROOF, SHINGLES | A roofing system comprised of overlapping materials |  | DIV01 | [10 empty] | 25 |  |  | 4
NO | DO NOT INCLUDE | FACILITY | ROOF | ROOF | RFSKYLT | ROOF, SKYLIGHT | A roof glazing system |  | DIV01 | [10 empty] | 20 |  |  | 4
NO | DO NOT INCLUDE | FACILITY | ROOF | ROOF | RFSLATE | ROOF, SLATE | A roofing system comprised of overlapping slate shingles |  | DIV01 | [10 empty] | 50 |  |  | 4
YES | PROVIDE LOCATION LIST | FACILITY | SCREEN | SCREEN | SCRNPRJ | SCREEN, PROJECTION | A clean and clear backdrop used to clearly project an image onto | MOTORIZED?/ ROOM LOCATIONS | DIV01 | [10 empty] | 15 |  | Bldg-Wide Virtual | 10
YES | PROVIDE LOCATION LIST | FACILITY | SECURITY | SECURITY SYSTEMS | SCALARM | SECURITY ALARM |  |  | OPS | [10 empty] | 30 |  | Bldg-Wide Virtual | 6
YES | PROVIDE LOCATION LIST | FACILITY | SECURITY | SECURITY SYSTEMS | SCGRILL | SECURITY GRILLES | A STEEL/IRON GRILLE OR FENCE THAT SWINGS OVER AND COVERS ACCESSIBLE WINDOWS FOR SECURITY. |  | DIV01 | [10 empty] | 30 |  | Bldg-Wide Virtual | 6
YES |  | EQUIP | SOLAR | SOLAR SYSTEM | SOLRCTL | SOLAR SYSTEM, CONTROL PANEL | Solar control systems, panels or inverters. |  | OPS | [10 empty] | 15 |  | Face side | 8
YES |  | FACILITY | SOLAR | SOLAR SYSTEM | SOLRPNL | SOLAR SYSTEM, SOLAR PANELS | Solar panels | PROVIDE PANEL/CELL COUNT & LOCATION | OPS | [10 empty] | 15 |  | Bldg-Wide Virtual | 8
YES |  | EQUIP | SOOTBLOWER | SOOT BLOWER | SOTBLWR | SOOT BLOWER | A system for removing the soot deposited during combustion |  | DIV07 | [10 empty] | 18 |  |  | 7
YES |  | EQUIP | STEAM-GEN | STEAM GENERATOR | STEMGEN | STEAM GENERATOR |  |  | DIV07 | [10 empty] | 25 |  | Yellow tag on stanchion, or face side of approach | 2
YES | PROVIDE LOCATION LIST | FACILITY | STEAM-TRAP | STEAM TRAP | STMTRAP | STEAM TRAP | A device used to remove condensate from steam lines |  | OPS | [10 empty] | 10 |  |  | 5
YES |  | EQUIP | STRAINERS | STRAINERS AND SEPARATORS | OIL-SEP | OIL SEPARATOR | A system used to separate oil & water for discharge |  | DIV08 | [10 empty] | 25 |  |  | 5
YES |  | EQUIP | STRAINERS | STRAINERS AND SEPARATORS | OIL-STR | OIL STRAINER | A system used for straining #6 Oil (Only utilized at the CHP) |  | DIV07 | [10 empty] | 25 |  |  | 5
YES |  | EQUIP | STRAINERS | STRAINERS AND SEPARATORS | SIDESTR | SIDE-STREAM STRAINER | A system used to filter out sediment |  | DIV02 | [10 empty] | 20 |  | Face side | 5
YES |  | EQUIP | STRAINERS | STRAINERS AND SEPARATORS | SOLIDIN | SOLIDS INTERCEPTOR | A system used to separate solids from water for discharge |  | DIV02 | [10 empty] | 20 |  | Face side | 5
NO | NO ACTION | EQUIP | TANK | TANK | TNKACID | TANK, ACID CROCK, SANITARY WASTE |  |  | DIV02 | [10 empty] | 15 |  |  | 5
YES |  | EQUIP | TANK | TANK | TNKAIRS | TANK, AIR SEPARATOR | A device that vents air from a piping system |  | DIV08 | [10 empty] | 15 |  | Face side | 5
YES |  | EQUIP | TANK | TANK | TNKBUFF | TANK, BUFFER |  |  | DIV08 | [10 empty] | 15 | HTHW (plant) systems |  | 5
YES |  | EQUIP | TANK | TANK | TNKCSCD | TANK, CASCADE |  |  | DIV07 | [10 empty] | 15 | HTHW (plant) systems |  | 5
YES |  | EQUIP | TANK | TANK | TNKCMSF | TANK, CHEMICAL SHOT FEEDER | A device used for adding chemicals to a water loop |  | DIV02 | [10 empty] | 15 |  | Face side | 5
NO | NO ACTION | EQUIP | TANK | TANK | TNK-GAS | TANK, COMPRESSED GAS | A vessel used to store compressed gas |  | N/A | [10 empty] | 15 |  |  | 5
YES |  | EQUIP | TANK | TANK | TNKCOND | TANK, CONDENSATE | A vessel which collects condensate for transfer to the main receiver | TAG IF STAND ALONE ONLY, IF PART OF CONDENSATE PUMP SYSTEM, INCLUDE WITH CONDENSATE PUMP REC. | DIV08 | [10 empty] | 15 |  | Face side, only tag if not part of duplex pump system | 5
YES |  | EQUIP | TANK | TANK | TNKMRCR | TANK, CONDENSATE-MAIN RECEIVER | A vessel which collects a facilities condensate return |  | DIV07 | [10 empty] | 15 |  | Face side | 5
YES |  | EQUIP | TANK | TANK | TNKDRAT | TANK, DEAERATOR | A device that removes air from a steam piping system |  | DIV07 | [10 empty] | 15 |  | Face side | 5
NO | NO ACTION | EQUIP | TANK | TANK | TNKXPNS | TANK, EXPANSION | A vessel that contains the over-expansion of material from a system |  | DIV08 | [10 empty] | 15 |  |  | 5
YES |  | EQUIP | TANK | TANK | TNKFDWR | TANK, FEED WATER | A vessel used to store water |  | DIV02 | [12 empty] | Face side | 5
YES |  | EQUIP | TANK | TANK | TNKFLSH | TANK, FLASH, BLOWDOWN |  |  | DIV07 | [10 empty] | 15 |  | Face side | 5
YES |  | EQUIP | TANK | TANK | TNKDISL | TANK, FUEL-DIESEL | A vessel used to store diesel fuel | CAPACITY | OPS | [10 empty] | 15 |  | Face side | 5
YES |  | EQUIP | TANK | TANK | TNK-OIL | TANK, FUEL-OIL | A vessel used to store oil | CAPACITY | OPS | [10 empty] | 15 |  | Face side | 5
YES |  | EQUIP | TANK | TANK | TNKGLYC | TANK, GLYCOL FEED STATION | A vessel used to store & feed glycol into a loop | CAPACITY/PUMP-MOTOR INFO/CONTROL INFO | DIV08 | [10 empty] | 15 |  | Face side | 5
YES |  | EQUIP | TANK | TANK | TNK-HWS | TANK, HOT WATER STORAGE | A vessel used to store hot water | CAPACITY | DIV02 | [10 empty] | 15 |  | Face side | 5
YES |  | EQUIP | TANK | TANK | TNKHYDL | TANK, HYDRAULIC OIL | A vessel used to store hydraulic oil | CAPACITY | OPS | [10 empty] | 15 |  | Face side | 5
YES |  | EQUIP | TANK | TANK | TNKWATR | TANK, WATER | A vessel used to store water | CAPACITY | DIV02 | [10 empty] | 15 |  | Face side | 5
YES |  | EQUIP | TERM-UNITS | TERMINAL UNITS | TRM-CUH | TERMINAL UNITS, CABINET UNIT HEATER | A heater mounted in a cabinet | FIRED/HW? /FILTER | DIV08 | [10 empty] | 16 |  | Common or room space, use white tag | 6
YES | PROVIDE LOCATION LIST | FACILITY | TERM-UNITS | TERMINAL UNITS | TRMCABX | TERMINAL UNITS, CAV BOX | An HVAC flow control box that is constant volume | FILTER? | DIV08 | [10 empty] | 16 |  | Bldg-Wide Virtual | 6
YES | PROVIDE LOCATION LIST | FACILITY | TERM-UNITS | TERMINAL UNITS | TRMCONV | TERMINAL UNITS, CONVECTOR |  |  | DIV08 | [10 empty] | 16 |  | Bldg-Wide Virtual | 6
YES | PROVIDE LOCATION LIST | FACILITY | TERM-UNITS | TERMINAL UNITS | TRMDUCT | TERMINAL UNITS, DUCT HEATER |  | HW/ELECTRIC? | DIV08 | [10 empty] | 16 |  | Bldg-Wide Virtual | 6
YES |  | EQUIP | TERM-UNITS | TERMINAL UNITS | TRMFNCL | TERMINAL UNITS, FAN COIL | A cabinet type fan & coil unit. Can be heating, cooling or both | FANS/MOTORS/FILTERS | DIV08 | [10 empty] | 16 |  | Face or side of approach. If overhead place on underside. | 6
NO | DO NOT INCLUDE | EQUIP | TERM-UNITS | TERMINAL UNITS | TRMFILT | TERMINAL UNITS, FAN POWERED FILTER | An fan powered air filtration unit | SPECIALTY | DIV08 | [10 empty] | 16 |  | Face or side of approach. If overhead place on underside. | 6
YES | PROVIDE LOCATION LIST | FACILITY | TERM-UNITS | TERMINAL UNITS | TRMFINT | TERMINAL UNITS, FIN TUBE |  |  | DIV08 | [10 empty] | 16 |  | Bldg-Wide Virtual | 6
YES | PROVIDE LOCATION LIST | FACILITY | TERM-UNITS | TERMINAL UNITS | TRMINDT | TERMINAL UNITS, INDUCTION |  |  | DIV08 | [10 empty] | 16 |  | Bldg-Wide Virtual | 6
YES | PROVIDE LOCATION LIST | FACILITY | TERM-UNITS | TERMINAL UNITS | TERM-RA | TERMINAL UNITS, RADIANT HEATER |  |  | DIV08 | [10 empty] | 16 |  | Bldg-Wide Virtual | 6
YES |  | EQUIP | TERM-UNITS | TERMINAL UNITS | TERM-UH | TERMINAL UNITS, UNIT HEATER | An appliance used to heat an area by using steam, hot water or electricity | HW OR FIRED (IF FIRED INCLUDE FUEL TYPE & BURNER INFO) | DIV08 | [10 empty] | 16 |  | Face or side of approach. If overhead place on underside. | 6
YES |  | EQUIP | TERM-UNITS | TERMINAL UNITS | TERM-UV | TERMINAL UNITS, UNIT VENTILATOR | An air handler unit designed to move air | FILTERS/MOTOR | DIV08 | [10 empty] | 16 |  | Face or side of approach. If overhead place on underside. | 6
YES | PROVIDE LOCATION LIST | FACILITY | TERM-UNITS | TERMINAL UNITS | TRMVABX | TERMINAL UNITS, VAV BOX | An HVAC flow control box that is variable volume |  | DIV08 | [10 empty] | 16 |  | Bldg-Wide Virtual | 6
YES |  | EQUIP | TERM-UNITS | TERMINAL UNITS | TRMVAFP | TERMINAL UNITS, VAV FAN POWERED | An HVAC fan powered flow control box that is variable volume | FILTER IF EQUIPPED | DIV08 | [10 empty] | 16 |  | Face or side of approach. If overhead place on underside. | 6
YES |  | EQUIP | TRANSFORMR | TRANSFORMER | XFMRDRY | TRANSFORMER, DRY | A device used to either increase or decrease electrical voltage |  | DIV03 | [10 empty] | 25 |  | Face side | 4
YES |  | EQUIP | TRANSFORMR | TRANSFORMER | XFMROIL | TRANSFORMER, OIL | A device used to either increase or decrease electrical voltage | OIL CAPACITY | DIV03 | [10 empty] | 40 |  | Face side | 4
YES |  | EQUIP | VALVE | VALVE | VLVAIRX | VALVE, AIR, GENERAL EXHAUST VALVE | HVAC exhaust air valve | IF ON FUME HOOD, LINK TO HOOD SERVICED | DIV08 | [10 empty] | 15 | I.e. Phoenix valves | Face or side of approach. If overhead place on underside. | 6
YES |  | EQUIP | VALVE | VALVE | VLVAIRS | VALVE, AIR, GENERAL SUPPLY VALVE | HVAC supply air valve |  | DIV08 | [10 empty] | 15 | I.e. Phoenix valves | Face or side of approach. If overhead place on underside. | 6
YES | PROVIDE LOCATION LIST | FACILITY | VALVE | VALVE | VLVBWTR | VALVE, BACKWATER |  |  | DIV02 | [10 empty] | 15 |  | Bldg-Wide Virtual | 6
YES | MAIN HTHW/CHW LOOP ISOLATION ONLY | EQUIP | VALVE | VALVE | VLVCTRL | VALVE, CONTROL-DDC | An electronic, digitally controlled valve that is used to control another system | INDICATE LINE TYPE (HWS/HWR/CHS/CHR) | DIV07 | [10 empty] | 15 | Spell out…."DIGITAL CONTROL" …? | Face or side of approach. If overhead place on underside. | 6
YES | MAIN HTHW/CHW LOOP ISOLATION ONLY | EQUIP | VALVE | VALVE | VLVPNEU | VALVE, CONTROL-PNEUMATIC | A pneumatic valve that is used to control another system | INDICATE LINE TYPE (HWS/HWR/CHS/CHR) | DIV07 | [10 empty] | 15 |  | Face or side of approach. If overhead place on underside. | 6
YES |  | EQUIP | VALVE | VALVE | VLVDMXG | VALVE, DOMESTIC MIXING | A valve that mixes hot and cold water for constant safe temperature | DEFINE USE DHW/EYEWASH STATION (LINK TO EYEWASH IF APPLICABLE) | DIV02 | [10 empty] | 15 |  | Use hanger | 6
NO | NO ACTION | FACILITY | VALVE | VALVE | VLVPSRV | VALVE, PRESSURE RELIEF | A valve which allows the release of excess air or water pressure |  | DIV02 | [10 empty] | 15 |  | Bldg-Wide Virtual | 6
YES |  | EQUIP | VALVE | VALVE | VLVTRAP | VALVE, TRAP SEAL PRIMER | A valve which adds water to drains to trap sewer gases |  | DIV02 | [10 empty] | 15 |  | On main valve box | 6
YES |  | EQUIP | VFD | VARIABLE FREQUENCY DRIVE | VFDRIVE | VARIABLE FREQUENCY DRIVE | A device used to control the speed of an electric motor | NOTE EQUIPMENT TIED TO (I.E. RF-1, EF-1, AHU1, ETC.) | DIV09 | [10 empty] | 12 |  | Face side, orient vertically reading bottom-to-top if needed | 3
NO | DO NOT INCLUDE | EQUIP | VEHICLE | VEHICLE | VEHICLE | VEHICLE | An independently powered craft used for the transportation of people or materials |  | DIV06 | [10 empty] | 8 | Call the DMV, not me. |  | 10
NO | NO ACTION | EQUIP | WASHER | WASHER | WSHCAGE | WASHER, CAGE | A large washer used to clean & disinfect animal cages |  | OPS | [10 empty] | 10 |  |  | 10
NO | NO ACTION | EQUIP | WASHER | WASHER | WSHDISH | WASHER, DISHWASHER | A washer used to clean & disinfect eating utensils |  | OPS | [10 empty] | 10 |  |  | 10
NO | NO ACTION | EQUIP | WASHER | WASHER | WSHFLSK | WASHER, FLASK SCRUBBER | A washer used to clean & disinfect lab glassware |  | OPS | [10 empty] | 10 |  |  | 10
YES |  | EQUIP | WATER-SAMP | WATER SAMPLE COOLER | WTRSAMP | WATER SAMPLE COOLER |  |  | DIV07 | [10 empty] | 12 |  |  | 5
YES |  | EQUIP | WATER-SOFT | WATER SOFTNER | WTRSOFT | WATER SOFTNER | A device or system used to remove heavy or metallic minerals from water. |  | DIV07 | [10 empty] | 20 |  |  | 7
YES |  | EQUIP | WATERHTPMP | WATER SOURCE HEAT PUMP | WTRHTPU | WATER SOURCE HEAT PUMP |  | FANS/MOTORS/FILTERS | DIV08 | [10 empty] | 20 |  | Face or side of approach. If overhead place on underside. | 3
YES |  | EQUIP | WATER-TRMT | WATER TREATMENT | WTRTRMT | WATER CHEMICAL TREATMENT STATION | A system which alters water chemical balance to meet a desired need | PUMPS/CHEMICALS USED AT STATION/FILTERS/STRAINERS ETC. | DIV07 | [10 empty] | 12 |  | Yellow tag on controller | 3

## Keyword-Pivot (hidden)
Keyword Description(35) | (empty)
ACCESS CONTROL
AIR COMPRESSOR
AIR CONDITIONING UNIT
AIR DRYER
AIR HANDLING UNIT
APPLIANCES
AUTOCLAVE
BACKFLOW PREVENTER
BATTERY
BLEACHERS
BLINDS
BOILER
BURNER
CASCADE SYSTEM
CHILLED BEAM
CHILLER
CHIMNEY
CLOCKS, BELLS AND TIMERS
COIL
CONTROLS
CONVEYANCE
COOLING TOWER
DAMPER
DEFIBRILLATOR
DEHUMIDIFIER
DOCK EQUIPMENT
DOOR
DRAIN
DUST COLLECTOR WOOD, WELDING
ELECTRICAL SYSTEM
ELECTRICAL, CARBON MONOXIDE SYSTEM
EMERGENCY GENERATOR
EMERGENCY PHONE
EMERGENCY WASH STATION
ENERGY RECOVERY UNIT
ENVIRONMENTAL CHAMBER
FACILITY RECORD
FAN
FIELD
FILTRATION
FIRE ALARM
FIRE EXTINGUISHER
FIRE HYDRANT PRIVATE
FIRE SUPPRESSION SYSTEM
FIREESCAPE
FIREPLACE
FOUNTAIN
FUME HOOD
FURNACE
GAS SYSTEM, MEDICAL, LAB, ETC.
GFCI RECEPTACLES
HEAT EXCHANGER
HEATER
HEPA UNIT
HOT WATER HEATER
HUMIDIFIER
HYDRATION
ICEMAKER
IRRIGATION
KEY CONTROL BOX
LAB SERVICE EQUIPMENT
LIGHTING
LIGHTNING PROTECTION
MANHOLE
MASONRY SYSTEMS
METER
MONITORING SYSTEM
MONUMENTS AND STATUES
MOTORS
PH NEUTRALIZATION SYSTEM
POOL SYSTEMS AND EQUIPMENT
PRESSURE VESSEL
PUMP
RAINWATER RECLAMATION SYSTEM
REFRIGERATION
REGISTERS, VENTS AND LOUVERS
REGISTERS, VENTS, GRILLES, LOUVERS
ROOF
SCREEN
SECURITY SYSTEMS
SOLAR SYSTEM
SOOT BLOWER
STEAM GENERATOR
STEAM TRAP
STRAINERS AND SEPARATORS
TANK
TERMINAL UNITS
TRANSFORMER
VALVE
VARIABLE FREQUENCY DRIVE
VEHICLE
WASHER
WATER SAMPLE COOLER
WATER SOFTNER
WATER SOURCE HEAT PUMP
WATER TREATMENT

## MFR_List ref
MFR (10) | MFR Description (65)
AO-SMITH | A.O. SMITH
AAF-MCQUAY | AAF-MCQUAY GROUP INC. (DAIKIN INDUSTRIES)
AAON | AAON
ACCESS-IND | ACCESS INDUSTRIES, INC.
ACME-ELEC | ACME ELECTRIC
ACME-MFR | ACME ENGINEERING & MFR.
ACME-FAN | ACME FAN CO.
ADAMSON | ADAMSON
ADDISON | ADDISON PRODUCTS COMPANY
ADVANCE | ADVANCE LIFTS
ADVNTGCNTL | ADVANTAGE CONTROLS
AEG | AEG
AGILENT | AGILENT TECHNOLOGIES (VARIAN)
AIR-COMPR | AIR COMPRESSOR PRODUCTS
AIR-CNTRL | AIR CONTROL INC.
AIRQ-ENG | AIR QUALITY ENGINEERING
ASC | AIR SYSTEM COMPONENTS INC.
AIRTECH | AIRTECH INTERNATIONAL, INC.
AIRTHERM | AIRTHERM
AJAX | AJAX BOILER, INC.
ALADDIN | ALADDIN
ALCAD | ALCAD
ALFA-LAVAL | ALFA-LAVAL
ALLEGION | ALLEGION PLC
ALLEN-BRAD | ALLEN-BRADLEY
ALLIED | ALLIED STEEL
ALLIS-CHAL | ALLIS-CHALMERS
ALL-LITE | ALL-LITE ARCHITECTURAL PRODUCTS
ALPHAOMEGA | ALPHA OMEGA INSTRUMENTS CORP.
ALYAN | ALYAN PUMP CO.
AMANA | AMANA
AMCO | AMCO
ALDES | AMERICAN ALDES VENTILATION CORP.
AMERICANAQ | AMERICAN AQUA SYSTEMS
AMERICAN-C | AMERICAN COMPRESSOR COMPANY
A-COOLAIR | AMERICAN COOLAIR CORPORATION
HONDA | AMERICAN HONDA MOTOR CO. INC
AMT | AMERICAN MACHINE & TOOL (AMT) PUMP COMPANY
AMC | AMERICAN METER COMPANY
APC | AMERICAN POWER CONVERSION (SCHNEIDER ELECTRIC)
API | AMERICAN PRECISION INDUSTRIES, INC.
AMERICAN | AMERICAN STANDARD
AMERICANWH | AMERICAN WATER HEATERS
AMERIWATER | AMERIWATER
AMES | AMES
AMIAD | AMIAD WATER SYSTEMS (PEP FILTERS)
AMINE | AMINE PUMPS
AMTECH | AMTECH
AMTROL | AMTROL INC.
ANCHOR-MFG | ANCHOR MANUFACTURING GROUP INC.
ANNEXAIR | ANNEX-AIR
AES | APPLIED ENERGY SYSTEMS INC.
AQUA-LAB | AQUA LABORATORIES INC.
AQUA-PURE | AQUA-PURE (3M COMPANY)
ARCO-IDEA | ARCO-IDEAL
ARISTON | ARISTON THERMO SPA
ARKAY | ARKAY
ARMSTRONG | ARMSTRONG
ARMSTRINTL | ARMSTRONG INTERNATIONAL
ARROW | ARROW HART MURRAY (SIEMENS)
ASCENSION | ASCENSION PORTABLE LIFT
ASCO | ASCO POWER (EMERSON)
ASSA-ABLOY | ASSA ABLOY
ATLANTIC | ATLANTIC
ATLAS | ATLAS COPCO
ATMOS-TECH | ATMOS-TECH INDUSTRIES
AUMA | AUMA
AURORA | AURORA PUMP
AUTOFLO | AUTOFLO COMPANY (MASCO CORP.)
AUTOTROL | AUTOTROL CORP
AW-CHEST | AW CHESTERTON CO.
BAELEV | B.A. ELEVATOR
BACHARACH | BACHARACH INC.
BADGMET | BADGER METER, INC.
BALDOR | BALDOR ELECTRIC CO. (SUPER-E)
BAC | BALTIMORE AIR COIL
BARBERCLMN | BARBER-COLEMAN
BARD | BARD CO.
BARDONS | BARDON’S WATER SERVICES
BARRY | BARRY BLOWER
BAY-STATE | BAY STATE
BBC | BBC, BROWN BOVERI & CIE (ABB GROUP)
BEACON | BEACON MEDEAS MEDICAL
BECKER | BECKER PUMPS CORP
BECKETT | BECKETT (PUMP) CO.
BECKWITH | BECKWITH
BEECO | BEECO HERSEY
BEL-ART | BEL-ART PRODUCTS
BELIMO | BELIMO
BELL-GOSS | BELL & GOSSETT DOMESTIC PUMP
BERKELEY | BERKELEY PUMP
BERKO | BERKO
BERNSTROM | BERNSTROM INC.
BETTIS | BETTIS
BIOSYSTEMS | BIOSYSTEMS (HONEYWELL)
BITZER | BITZER US INC.
BLIER | BLIER INC.
BOHN | BOHN HEATCRAFT
BOSCH | BOSCH
BOULAY-FAB | BOULAY FABRICATION, INC
BRADWHITE | BRADFORD WHITE CO.
BRAY | BRAY INTERNATIONAL
BRIEDERT | BRIEDERT-LOUVEREX FAN
BROAN | BROAN FAN CO.
BROAN-MFG | BROAN MFG. CO.
BROAN-MFR | BROAN MFR. CO.
BROAN-MTR | BROAN MOTORS
BRUNNER | BRUNNER
BRYAN | BRYAN BOILER INC.
BRYANT | BRYANT
BUCHER-HYD | BUCHER HYDRAULICS CANADA (FLUID PACK)
BUFFLO-FOR | BUFFALO FORGE
BUFFALO | BUFFALO PUMP
BURKS-PUMP | BURKS PUMP
BURNHAM | BURNHAM CORP.
BPE | BURT PROCESS EQUIPMENT
KEWANEE | BURTON MECHANICAL LTD. (PREV. KEWANEE BOILER)
CD-TECH | C&D TECHNOLOGIES INC.
CALEFFI | CALEFFI HYDRONIC SOLUTIONS
CAMBRIPORT | CAMBRIDGEPORT HVAC ACCESSORIES & ENGINEERED SYSTEMS
CAMUS | CAMUS DYNAFLAME
CANARIIS | CANARAIIS CORPORATION
CAPTIVAIRE | CAPTIVEAIRE SYSTEMS
CAREL | CAREL USA INC.
CARLIN | CARLIN COMBUSTION TECHNOLOGY
CARLISLE | CARLISLE SYNTEC SYSTEMS
CARLON | CARLON METER
CARNES | CARNES FAN CO.
CARRIER | CARRIER CORP.
CASH-ACME | CASH ACME
CAST-ROC | CAST-ROC-R
CAT | CATERPILLAR
CEMCO | CEMCO
CEMLINE | CEMLINE
CENTRAL | CENTRAL FAN CO., INC.
CENTRICOOK | CENTRI COOK VANE
CENTRIPRO | CENTRIPRO (XYLEM BRAND)
CENTURY | CENTURY ELECTRIC
CHALLENGE | CHALLENGE AIR PRODUCTS
CHALLENG-E | CHALLENGER ELECTRICAL EQUIPMENT CORP.
CHAMPION | CHAMPION PNEUMATIC (GARDNER DENVER)
CHEMASTER | CHEMASTER
CHESNEY | CHESNEY
CHEVROLET | CHEVROLET
CHICAGO | CHICAGO BLOWER CO.
CHIFAUCETS | CHICAGO FAUCETS
CHROMULOX | CHROMULOX
CHRONOMIT | CHRONOMITE, INC.
CINCINNATI | CINCINNATI
CLACK | CLACK CORPORATION
CLAIR | CLAIR - UV
CLASSMOD | CLASSIC MODULAR SYSTEMS INC.
CLEAVER | CLEAVER BROOKS
CLEMCO | CLEMCO CORP.
CLEMCO-INC | CLEMCO INC.
CLIMACOOL | CLIMA COOL CORP.
CLIMATE-M | CLIMATE MASTER INC.
COCKRANE | COCKRANE DIVISION CRANE
COEN | COEN COMPANY
COLDZONE | COLDZONE
COLMAC | COLMAC COIL MANUFACTURING INC.
COLT | COLT'S MANUFACTURING LLC
COMFORT | COMFORT AIR
COMPU-AIRE | COMPU-AIRE, INC.
CONBRACO | CONBRACO
CONTINENT | CONTINENT
CONVIRON | CONVIRON
COOL-AIR | COOL AIR
COOPER | COOPER INDUSTRIES/POWER SYSTEMS
COPELAND | COPELAND COPELEMETIC
COPSVULCAN | COPES-VULCAN
CORDLEY | CORDLEY/TEMPRITE (SUNROC)
CRANE-DEM | CRANE-DEMING
CRESTRON | CRESTRON ELECTRONICS, INC.
CROWN | CROWN IND.
CROWNTONKA | CROWNTONKA WALK-INS
CRUCIAL | CRUCAIL POWER PRODUCTS
CRYSTAL | CRYSTAL TIP
CUBES-FAN | CUBES FAN
CULLIGAN | CULLIGAN
CUMMINS | CUMMINS INC.
CUTLER-HAM | CUTLER-HAMMER MANUFACTURING CO.
DA-MATOT | D. A. MATOT, INC.
DAIKIN | DAIKIN APPLIED
DA-LITE | DA-LITE SCREEN COMPANY
DANFOSS | DANFOSS GROUP/GRAHAM
DATA-AIRE | DATA AIRE INC.
DAVIDSON | DAVIDSON FAN CO.
DAYTON | DAYTON
DAYTON-MTR | DAYTON MOTORS
DAYTON-PRO | DAYTON PRODUCTS
DAYTN-SPDR | DAYTON-SPEEDAIRE
DELCO | DELCO
DELHI | DELHI INDUSTRIES, INC.
DELTA-ELEC | DELTA ELECTRO POWER
DES-CHAMPS | DES CHAMPS TECHNOLOGIES (MUNTERS)
DESERTAIRE | DESERT AIRE
DEVILBLISS | DEVIL-BLISS
DEZURIK | DEZURIK VALVES
DIMPLEX | DIMPLEX NORTH AMERICA
DIVTECH | DIVERSITECH
DODGE | DODGE
DOERR | DOERR AIR COMPRESSOR
DOMESTIC | DOMESTIC ENGINEER PUMP
DONALDSON | DONALDSON COMPANY, INC.
TORIT | DONALDSON TORIT FANS
DONGAN-E | DONGAN ELECTRIC COMPANY
DOVER | DOVER
DRAGER | DRAGERWERK AG & CO.
DRESSER | DRESSER
DRISTEEM | DRISTEEM CORPORATION
DRY-COOL | DRY COOLERS, INC.
DRY-ENERGY | DRY ENERGY
DUAL-LITE | DUAL LITE
DUCANE | DUCANE AIR CONDITIONING AND HEATING
DUFFY | DUFFY ASSOCIATES, INC.
DUNCAN | DUNCAN ELECTRIC (LANDIS-GYR)
DUNHAM-BUS | DUNHAM-BUSCH
DUNKIRK | DUNKIRK BOILERS (ECR INTERNATIONAL, INC)
DURALAB | DURALAB CORPORATION
DYNARAY | DYNARAY
DYNASONICS | DYNASONICS
ECSHERM | E C SHERMAN CO, INC.
ESIDEMFG | EAST SIDE MFG. INC.
EATON | EATON POWER SYSTEMS
EIP | EBAC INDUSTRIAL PRODUCTS LTD.
EBARA | EBARA INTERNATIONAL CORPORATION
EBCO | EBCO
EBM | EBM-PAPST INC.
ECLIPSE | ECLIPSE
EDSTROM | EDSTROM INDUSTRIES, INC.
EDWARDSVAC | EDWARDS VACUUM INC.
EEMAX | EEMAX (HOT WATER SOLUTIONS)
ELECTRO-G | ELECTRO INDUSTRIES/GAUGETECH.
ELECTRO | ELECTRO-STEAM GENERATOR CORP.
EECO | ELEVATOR EQUIPMENT CORPORATION
ELGA | ELGA LAB WATER
ELITE | ELITE
ELKAY | ELKAY MANUFACTUIRNG, COMPANY
ELLIS | ELLIS & WATTS GLOBAL INDUSTRIES, INC.
ELSTER | ELSTER AMERICAN METER
EMBASSY | EMBASSY
EMERGLIGHT | EMERGENCY LIGHTING
EMERGI-LIT | EMERGI-LITE
EMERSON | EMERSON ELECTRIC
EM-PRYNE | EMERSON PRYNE
EMGLO-AIR | EMGLO AIR
EMON | E-MON CORP.
EMPIRE | EMPIRE ELECTRIC PRODUCTS CO.
ENCON-MFG | ENCON. MFG. CO.
ENERGY | ENERGY
ENERJET | ENERJET
ENPRESS | ENPRESS LLC
ENVIRCO | ENVIRCO
EMI | ENVIROMASTER INTERNATIONAL LLC.
ENVIRONAIR | ENVIRONAIR SYSTEMS
EGC | ENVIRONMENTAL GROWTH CHAMBERS
ETI | ENVIRONMENTAL TECHNOLOGY, INC.
ENVIRO-TEC | ENVIROTEC (by JOHNSON CONTROLS)
ENVIROTEK | ENVIROTEK USA INC.
ERMCO-ECI | ERMCO-ECI
EVAPCO | EVAPCO
EVERHARD | EVERHARD LIFT
EVERPURE | EVERPURE, LLC
EVOQUA | EVOQUA WATER TECHNOLOGIES LLC
EXIT-AIRE | EXIT AIRE
EXODRAFT | EXODRAFT LTD.
FABTEKAERO | FABTEK AERO
FM-EVENTS | FACILITIES MANAGEMENT EVENTS
FAIRBANKS | FAIRBANKS MORRIS
FANTECH | FANTECH USA
FARMTEK | FARMTEK
FASCO-CORP | FASCO CORPORATION
FASCO-IND | FASCO INDUSTRIES
FASCO-MTR | FASCO MOTORS
FEBCO | FEBCO
FEDERAL | FEDERAL ELECTRIC
FEDRL-PUMP | FEDERAL PUMPS
FENWAL | FENWAL CONTROLS
FHP-MANUF | FHP MANUFACTURING DIVISION
FIAT-MANF | FIAT MANUFACTURERS
FIELDCNTRL | FIELD CONTROLS LLC.
FILTRATION | FILTRATION SYSTEMS (MECHANICAL MFG CORP)
FILTRINE | FILTRINE MANUFACTURING CO.
FCI | FIRE CONTROL INSTRUMENTS, INC.
FIRE-LITE | FIRE LITE ALARMS (HONEYWELL)
FIRESTONE | FIRESTONE BUILDING PRODUCTS
FIRETROL | FIRETROL PROTECTION SYSTEMS INC.
FIRSTALERT | FIRST ALERT INC.
FISHER | FISHER FA
FKD-SERIES | FKD SERIES
FLANDERS | FLANDERS CORP.
FLEXIM | FLEXIM (FLEXIBLE INDUSTRIES GMBH)
FLOAIRE | FLO AIRE NATIONAL
FLOTRONICS | FLOTRONICS INC.
FLOW-SERVE | FLOW SERVE PUMP
FLYGT | FLYGT
FORD | FORD
FRANK-CTRL | FRANKLIN CONTROL SYSTEMS
FRANKLIN | FRANKLIN ELECTRIC
FRIEDRICH | FRIEDRICH
FRIGIDAIRE | FRIGIDAIRE
FRONIUS | FRONIUS INTERNATIONAL GMBH
CURTIS | FS-CURTIS (TOLEDO) AIR COMPRESSORS
FUJITSU | FUJITSU
FULTON | FULTON BOILER WORKS
FUNCTIOND | FUNCTIONAL DEVICES (RIB)
FUTERA | FUTERA
GOULDS | G&L PUMPS
GW-ELEC | G&W ELECTRIC CO
GSI | G.S.I.
GANDC | GALLI & CASSINA
GAMEWELL | GAMEWELL FIRE CONTROL INSTRUMENTS
GARAVENTA | GARAVENTA LIFT
GARDNERD | GARDNER-DENVER
GARRATT-C | GARRATT-CALLAHAN COMPANY
GAST | GAST MANUFACTURING INC.
GM-DELCO | GEM-DELCO
GENERAC | GENERAC
GENAIR | GENERAL AIR PRODUCTS
GE | GENERAL ELECTRIC
GENFITTING | GENERAL FITTINGS COMPANY
GENSIGNAL | GENERAL SIGNAL CORP.
GENESIS-IN | GENESIS INTERNATIONAL, INC.
GILDOR | GILDOR AUTOMATIC DOORS
GLENCO | GLENCO REFRIGERATION EQUIPMENT
GEM | GLOBAL ELECTRIC MOTOR CARS - DAIMLER CHRYSLER COMPANY
GMC | GMC
GMI | GMI, INC.
GOODMAN | GOODMAN
GRDN-PRTT | GORDON PRATT
GRDN-PIATT | GORDON-PIATT
GOULD | GOULD ELECTRIC
GOULD-MTR | GOULD MOTORS
GOULD-PUMP | GOULD PUMPS
GOULD-WAT | GOULDS WATER TECHNOLOGY
GRAHAM | GRAHAM CORPORATION
GRATE | GRATE PRODUCTS LLC
GREENHECK | GREENHECK
GRINDFOS | GRINDFOS PUMPS
GRINNELL | GRINNELL FLOW CONTROL
GRISWOLD | GRISWOLD PUMP
GRUNDFOS | GRUNDFOS PUMP CO.
GSW | GSW WATER HEATING
GTI | GTI POWER ACQUISITION LLC.
GUARDIAN | GUARDIAN EQUIPMENT
HB-SMITH | H.B. SMITH
HAAKON | HAAKON, INC.
HALSEY-T | HALSEY TAYLOR
HAMILTNLAB | HAMILTON LABORATORY SOLUTIONS LLC
HAMILTON | HAMILTON SCIENTIFIC LLC
HAMMOND | HAMMOND POWER SOLUTIONS
HANKISON | HANKISON, SPX CORP
HARRIS | HARRIS ENVIRONMENTAL SYSTEMS, INC.
HARSCO | HARSCO INDUSTRIAL
HARTELL | HARTELL
HASKRIS | HASKRIS CO.
HASTINGS | HASTINGS CORP.
HAWS-CO | HAW'S CORPORATION
HAWS-P | HAW'S PRODUCTS
HAYES-IND | HAYES INDUSTRIES LTD.
HAYES-PUMP | HAYES PUMP INC.
HAYWARD | HAYWARD POOL PRODUCTS
HPC | HEARTH PRODUCTS CONTROLS CO.
HEARTSINE | HEARTSINE TECHNOLOGIES LLC.
HEAT-CONT | HEAT CONTROL INC.
HEATPIPE | HEAT PIPE TECHNOLOGY, INC.
HEATCRAFT | HEATCRAFT REFRIGERATION PRODUCTS
HEATEX | HEATEX
HERRMIDFIR | HERRMIDIFIER (TRION INDOOR AIR QUALITY GROUP)
HERSEY | HERSEY METERS (MUELLER SYSTEMS)
HIGHLAND | HIGHLAND TANK
HINDLE-PWR | HINDLE POWER INC.
HOFFMAN | HOFFMAN SALES & SPECIALTY CO., INC.
HOLL-WHIT | HOLLISTER WHITNEY ELEVATOR CORP.
HOMA-P | HOMA PUMP TECHNOLOGY INC.
HONEYWELL | HONEYWELL INC.
HOSHIZAKI | HOSHIZAKI
HOWARD | HOWARD INDUSTRIES INC.
HOWELL | HOWELL MOTOR CO.
HUBBELL | HUBBELL INCORPORATED
HUNTERDOUG | HUNTER DOUGLAS CONTRACT (NYSAN SOLAR)
HUPP | HUPP REFRIGERATION, INC
HYDROMATIC | HYDROMATIC (PENTAIR PUMP GROUP)
HYDRO | HYDRO-THERM
ILG-CO | ILG CO.
ILG-INDUS | ILG INDUS
ILG-VENTI | ILG VENTI
INDEECO | INDEECO ELECTRIC HEATING AND CONTROLS
INGERSOLL | INGERSOLL-RAND
INNOVATAIR | INNOVATIVE AIR TECHNOLOGIES
INNOVENT | INNOVENT AIR HANDLING EQUIPMENT
INSINK | INSINKERATOR
INSTA-TEMP | INSTANT-TEMP
INTR-COMF | INTERNATIONAL COMFORT
INTL-ENV | INTERNATIONAL ENVIRONMENTAL
ISTA | ISTA ENERGY SYSTEMS CORP.
ISTEC | ISTEC CORPORATION
ITRON | ITRON INC.
ITT-CORP | ITT CORP.
JFD-TUBE | J.F.D. TUBE & COIL PRODUCTS
JL-WINGERT | J.L. WINGERT CO.
JANITROL | JANITROL
JAY-SMITH | JAY R. SMITH MFG. CO.
JB-INDSTRY | JB INDUSTRIES INC.
JDS | JDS TOOLS
JEEP | JEEP
JEFFERSN-E | JEFFERSON ELECTRIC INC.
JENN-AIR | JENN-AIR
JENNINGS | JENNINGS PUMPS, INC.
JENNY | JENNY PRODUCTS INC.
JOHN-DEER | JOHN DEER CO.
JOHN-WOOD | JOHN WOOD WATER HEATERS
JHNSNCTRLS | JOHNSON CONTROLS
JOHNSON | JOHNSON FURNACES, MFG.
JOSAM | JOSAM COMPANY
JOSLYNCLRK | JOSLYN CLARK (DANAHER SPECIALTY PRODUCTS)
KANALFLAKT | KANALFLAKT
KARGARD | KARGARD
KEISER | KEISER CORPORATION
KELEK | KELEK
KELLEY | KELLEY (4FRONT ENGINEERED SOLUTIONS, INC.)
KELLOG | KELLOG-AMERICAN
KENNEDY | KENNEDY VALVE CO.
KENT | KENT
KEWAUNEE | KEWAUNEE SCIENTIFIC CORPORATION
KEYSTONE | KEYSTONE PUMPS
KIDDE | KIDDE FIRE SYSTEMS
KING-TOOL | KING TOOL COMPANY
KINNEY | KINNEY ELECTRICAL MFG. CO.
KOHLER | KOHLER
KOLDWAVE | KOLDWAVE
KOMLINE | KOMLINE-SANDERSON
KONE | KONE INC.
PHILIPS | KONINKLIJKE PHILIPS N.V.
KRUEGER | KRUEGER (AIR SYSTEM COMPONENTS)
KSB | KSB PUMPS & VALVES
LA-MARCHE | LA MARCHE MANUFACTURING CO
LABCRAFT | LAB CRAFTERS
LABCONCO | LABCONCO
LANCASTER | LANCASTER PUMP
LANDIS-GYR | LANDIS+GYR
LARKIN | LARKIN COLD STORAGE
LAUREN | LAUREN CO
LAWLER | LAWLER MANUFACTURING CO, INC.
LAYNE-BOWL | LAYNE-BOWLER
LEAINTL | LEA INTERNATIONAL INC.
LEGRAND | LEGRAND NORTH AMERICA, LLC.
LELAND | LELAND FARADAY
LENAPE | LENAPE
LENNOX | LENNOX CORP.
LENNOX-INC | LENNOX IN
LEONARD | LEONARD
LESLIE | LESLIE CONTROLS INC.
LEESON-MTR | LESSON MOTORS
LEVOLOR | LEVOLOR WINDOW FASHIONS
LG | LG ELECTRONICS USA, INC.
LIBERTY | LIBERTY PUMPS
LIEBERT | LIEBERT CORP.
LIFTMASTER | LIFTMASTER
LIMA-ELEC | LIMA ELECTRIC
LINCGUARD | LINCGUARD
LINCOLN | LINCOLN ELECTRIC
LITLGIANT | LITTLE GIANT PUMP CO.
LOBEE | LOBEE PUMP & MACHINERY CO.
LOCHINVAR | LOCHINVAR COPPER HEATER
LOCKWOOD | LOCKWOOD PRODUCTS
COOK | LOREN COOK CO.
LOREN | LOREN COOK CO.
LUTRON | LUTRON ELECTRONICS INC.
MKPLASTICS | M. K. PLASTICS CORPORATION
MTA-SPA | M.T.A. S.p.A.
MAGICAIRE | MAGIC AIRE
MAGIC | MAGIC CHEF
MAGNETEK | MAGNETEK ELECTRIC
MAGNETROL | MAGNETROL INTERNATIONAL
MFA | MAMMOTH FIRE ALARM INC.
MANITOWOC | MANITOWOC ICE MACHINES
MARATHON | MARATHON ELECTRIC
MARATHONP | MARATHON PUMPS
MARCH-PUMP | MARCH MANUFACTURING INC./ MARCH PUMPS
MARK | MARK ENGINNERED PRODUCTS
MARLEY | MARLEY
MARLOW | MARLOW PUMP
MARS-AIR | MARS AIR SYSTEMS
MARSHFIELD | MARSHFIELD DOORSYSTEMS
MASS-ENGR | MASS ENGR.
MASTERMET | MASTER METER INC.
MCKEON | MCKEON DOOR COMPANY
MCQUAY | MCQUAY
MCS | MEASUREMENT CONTROL SYSTEMS
MECHOSYS | MECHOSYSTEMS
MEDTRONIC | MEDTRONIC INC.
MELBEN | MELBEN
MELBREN | MELBREN
MENDOTA | MENDOTA HEARTH
MENLO | MENLO
MESTEK | MESTEK INC.
METROMATIC | METROMATIC INC.
METRON | METRON INC. (HUBBELL)
METROPLITN | METROPOLITAN INDUSTRIES INC.
MGM-XFMR | MGM TRANSFORMER COMPANY
MICRON | MICRON TECHNOLOGIES
ECONMITE | MIDCO ECONOMITE
MIDCO | MIDCO INT. (ECONOMITE, INCINOMITE, UNIPOWER)
MIFAB | MIFAB, INC.
MILBANK | MILBANK MFG. CO.
MILTON-ROY | MILTON ROY PUMPS
MINOL-USA | MINOL USA (MINOL ZENNER)
MIRUS | MIRUS INTERNATIONAL INC.
MITSUB | MITSUBISHI
MODERNFOLD | MODERNFOLD INC.
MODINE | MODINE MANUFACTURING COMPANY
MORLEY | MORLEY
MOTT | MOTT MANUFACTURING LTD.
MSA | MSA-THE SAFETY COMPANY
MTE-CORP | MTE CORPORATION
MTH | MTH
MUELLER | MUELLER (PAUL MUELLER COMPANY)
MULELIGHT | MULE LIGHTING
MULTISTACK | MULTISTACK
MUNCHKIN | MUNCHKIN
MUNTERS | MUNTERS
MURPHY-D | MURPHY DIESEL, INC.
MURRAY | MURRAY ELECTRIC SYSTEM
MYERS | MYERS POWER PRODUCTS INC.
NAILOR | NAILOR COMPANY
NANO | NANO-PURIFICATION SOLUTIONS
NASH-HYTOR | NASH HYTOR
NATLSC | NATIONAL SWITCHBOARD CORP.
NATIONAL | NATIONAL US RADIATOR
NTNLWHEEL | NATIONAL WHEEL-O-VATOR
NEPTRONIC | NEPTRONIC (NEP INC.)
NEPTUNE | NEPTUNE CHEMICAL PUMPS
NEPTUN-TEC | NEPTUNE TECHNOLOGY GROUP INC.
NESBITTAIR | NESBITTAIRE
NEWBRUNSWI | NEW BRUNSWICK
COSMOS | NEW COSMOS ELECTRIC CO, LTD.
NEWYORK | NEW YORK BLOWER
NEXTRON | NEXTRON
NIAGARA | NIAGARA TRANSFORMER CORP.
NIBCO | NIBCO INC
NIDEC-MTR | NIDEC MOTOR CORP.
NORTEC | NORTEC HUMIDITY INC.
NORTEK | NORTEK GLOBAL HVAC (NORDYNE)
NORTHSTAR | NORTH STAR WATER CONDITIONING
NUAIRE | NUAIRE, INC.
ULTRA-AIR | NUMATICS/ULTRA-AIR
NUTONE | NUTONE FAN CO.
OASIS | OASIS INTERNATIONAL
OBERDORFER | OBERDORFER PUMPS
ODP | ODP
OERLIKON | OERLIKON LEYBOLD VACUUM USA INC.
OLS | OIL LIFT SYSTEMS INC.
OLDDOMINIO | OLD DOMINION
OLYMPIAN | OLYMPIAN
OMEGA | OMEGA ENGINEERING INC.
OMNTEC | OMNTEC MFG., INC.
ONAN | ONAN
OTIS | OTIS ELEVATOR CO.
OVERHEAD | OVERHEAD DOOR COMPANY
PACE-CORP | PACE CORP.
PACIFIC | PACIFIC PUMP
PACO-PUMP | PACO PUMP CO.
PANASONIC | PANASONIC CORPORATION
PARAGON | PARAGON OIL CO. (TEXACO)
PARKER-HAN | PARKER HANNIFIN CORP. (BALSTON)
PATTERSON | PATTERSON PUMPS
PAT-KELLY | PATTERSON-KELLY
PAYNE | PAYNE (CARRIER CO.)
PAYNENORTH | PAYNE/NORTHERN
PEABODYHAM | PEABODY-HAMWORTHY
PEERLESS-B | PEERLESS BOILER (PB) HEAT, LLC
PEERLESS | PEERLESS FAN CO.
PEERLESS-P | PEERLESS PUMP COMPANY
PEMALL | PEMALL FIRE EXTINGUISHER CO.
PENN-SEP | PENN SEPARATOR CORP.
PENN-VENT | PENN VENTILATION
PENNBARRY | PENNBARRY (AIR SYSTEM COMPONENTS)
PENTAIR | PENTAIR THERMAL BUILDING
PEP-FILTER | PEP FILTERS, INC.
PFANN | PFANNENBERG INC.
PHASE | PHASE INDUCTION
PHOENIX | PHOENIX CONTROLS
PLASTIC | PLASTIC BLOWER
PLASTIFER | PLASTIFER SRL
PNEUMCATOR | PNEUMERCATOR LIQUID LEVEL CONTROL SYSTEMS
POLARIS-HX | POLARIS PLATE HEAT EXCHANGERS
PORTER-CO | PORTER CO
PORTER-PE | PORTER-PE
POWERFLAME | POWER FLAME
POWER-LIN | POWER LIN
POWEREX | POWEREX COMPRESSORS
POWERWARE | POWERWARE GLOBAL SERVICES
PRECISIONB | PRECISION BOILERS, LLC.
PRECISION | PRECISION PLUMBING PRODUCTS
PREF-UTIL | PREFERRED UTILITIES MANUFACTURING CORP.
PRESTCOLD | PRESTCOLD
PRICE | PRICE INDUSTRIES
PROCESS | PROCESS EFFICIENCY PRODUCTS INC.
PROCON | PROCON PRODUCTS
PROV-WTR | PROVIDENCE WATER
PRYCO | PRYCO, INC.
PUREPRO | PUREPRO
PUROFLUX | PUROFLUX CORPORATION
PUSHMATIC | PUSHMATIC
PVI | PVI INDUSTRIES
QMARK | Q MARK
QUINCY-AIR | QUINCY AIR PRODUCTS
RAE-CORP | RAE CORPORATION
RAMTEL | RAMTEL CO.
RAYNOR | RAYNOR
RAY-PAK | RAY-PAK
RBI-FUTERA | RBI - FUTERA MODULATION
REED-NATL | REED NATIONAL CORP. (MESTEK INC.)
RELIANCE | RELIANCE ELECTRIC
REMA | REMA DRI-VAC
RENEWAIRE | RENEWAIRE ENERGY RECOVERY VENTILATION
REPCO | REPCO
REX-POWER | REX POWER MAGNETICS
REZNOR | REZNOR
RHEEM | RHEEM
RICHARDSON | RICHARDSON/BOYNTON
RIETSCHLE | RIETSCHLE VACUUM PUMPS
ROCKWELL | ROCKWELL EQUIPMENT SUPPLY CO.
ROSEMEX | ROSEMEX INC.
ROTH | ROTH INDUSTRIES, INC. (ROTH NORTH AMERICA)
RUSSELL | RUSSELL ELECTRIC
RUUD | RUUD CORPORATION
RUWAC | RUWAC INDUSTRIAL VACUUMS
SCELECTRIC | S&C ELECTRIC COMPANY
SAFEWAY | SAFEWAY ELECTRONICS
SAGE | SAGE METERING INC.
SALEMGLASS | SALEM GLASS COMPANY
SAMARITAN | SAMARITAN PAD
SAMSUNG | SAMSUNG
SANGAMO | SANGAMO
SANYO | SANYO CORP
SARCO | SARCO PUMPS
SATCON | SATCON TECHNOLOGY CORPORATION
SCHINDLER | SCHINDLER (ELEVATOR CO.)
SCHLUM | SCHLUMBERGER
SCHNEIDER | SCHNEIDER ELECTRIC (SQUARE-D)
SDMO | SDMO INTERNATIONAL
SEARS | SEARS BRANDS LLC.
SECESPOL | SECESPOL INC.
SEMCO | SEMCO LLC. (FLAKT WOODS GROUP)
SENSUS | SENSUS
SHIPCO | SHIPCO PUMPS
SID-HARVEY | SID HARVEY INDUSTRIES, INC.
SIEMENS | SIEMENS
SIKA | SIKA CORPORATION (SARNAFIL)
SKIDMORE | SKIDMORE PUMPS
SKYJACK | SKY JACK INC.
SMITH-AIR | SMITH AIR COMP.
SMITH-CAST | SMITH CAST IRON BOILERS
SNYDER-GEN | SNYDER GENERAL
SOFT-RAIN | SOFT RAIN IRRIGATOR
SOLA | SOLA BASIC INDUSTRIES, INC.
SOLAIRA | SOLAIRA (INFORESIGHT CONSUMER PRODUCTS)
SONDEX | SONDEX INC.
SOUTHGATE | SOUTH GATE ENGINEERING
SOUTHWORTH | SOUTHWORTH PRODUCTS CORP
SPACEAGE | SPACE AGE ELECTRONICS INC.
SPEAKMAN | SPEAKMAN WILDEL
SPEEDAIRE | SPEEDAIRE PRODUCTS AT GRAINGER
SPENCER | SPENCER GAS CUBE
SPIRAX-SAR | SPIRAX SARCO PUMPS
SPIROTHERM | SPIROTHERM, INC.
SPRAGUE | SPRAGUE (TEXTRON)
SPX | SPX-SPX FLOW (DELTECH)
STAIR-GLID | STAIR-GLIDE
STANCOR | STANCOR COMPANY
STANDARDP | STANDARD PUMP INC.
STANDARDX | STANDARD XCHANGE (XYLEM)
STA-RITE | STA-RITE
STATE | STATE
STERIS | STERIS CORPORATION
STERLING | STERLING HVAC PRODUCTS
STIEBEL | STIEBEL ELTRON
STROBIC | STROBIC AIR CORPORATION
STRUCTFIBE | STRUCTURAL FIBERS WEST
STURTEVAN | STURTEVANT FAN CO.
SULLAIR | SULLAIR COMPRESSOR
SULZER | SULZER PUMPS
SUMITOMO | SUMITOMO HEAVY INDUSTRIES, LTD.
SUN-ELECT | SUN ELECTRIC PRODUCTS, INC.
SUNBELT | SUNBELT TRANSFORMER, LTD.
SUNPOWER | SUNPOWER CORPORATION
SUNRAY | SUNRAY POLYURETHANE
SUPERIOR | SUPERIOR
SUSSMAN | SUSSMAN ELECTRIC BOILERS
SWIMEX | SWIMEX POOLS AND PLUNGE TANKS
SYLVANIA | SYLVANIA (LEDVANCE)
SYMMONS | SYMMONS
SYNCROFLOW | SYNCROFLOW INC
TR-ELECT | T&R ELECTRIC SUPPLY CO INC.
TACO | TACO INC.
TADIRAN | TADIRAN AIR CONDITIONERS LTD.
TAURUS | TAURUS FA
TECHTOP | TECHTOP INDUSTRIES, INC.
TECUMSEH | TECUMSEH REFRIGERATION EQUIPMENT
TED-REED | TED REED THERMAL INC.
TEK-AIR | TEK-AIR SYSTEMS INC.
TELE-CRITT | TELEDYNE CRITTENDEN
TEMPRITE | TEMPRITE
TEMPTEK | TEMPTEK INC
TEXACO | TEXACO
ABB | THE ABB GROUP
BAKER | THE BAKER COMPANY (BAKER, RUSKINN & DOMETIC)
CAMFIL | THE CAMFIL GROUP
CONTIMTRS | THE CONTI CO.
COOKSON | THE COOKSON COMPANY
KRAISSL | THE KRAISSL COMPANY
THERMACO | THERMACO, INC.
TFI-EVRHOT | THERMA-FLOW/EVERHOT
THERM-GAS | THERMAL GAS SYSTEMS INC.
THERMAL | THERMAL SOLUTIONS
TZONE | THERMAL ZONE
THERM-STOR | THERMA-STOR LLC
THOM-BETTS | THOMAS & BETTS CORPORATION
THOMAS | THOMAS PUMP
THRUSH | THRUSH
THYSSEN | THYSSENKRUPP ELEVATOR
TIERDON | TIERDON
TITUS | TITUS HVAC
TJERNLUND | TJERNLUND
TOPP | TOPP INDUSTRIES INC.
TORNATECH | TORNATECH INC.
TOSHIBA | TOSHIBA
TOTALINE | TOTALINE (UNITED TECHNOLOGIES CORP)
TOWN-FIRE | TOWN AND COUNTRY FIREPLACE
TOXALERT | TOXALERT INTERNATIONAL, INC.
TPI-CORP | TPI CORP. (MARKEL, RAYWALL, REDD-I, FOSTORIA, HOTPOD)
TRANE | TRANE CORP.
TRAULSEN | TRAULSEN REFRIGERATION
TRENTON | TRENTON REFRIGERATION
TRIPP-LITE | TRIPP LITE
TROX | TROX USA INC.
TRT-HEAT | TRT HEATING PRODUCTS
TSI | TSI INCORPORATED
TURBOTEC | TURBOTEC PRODUCTS, INC.
TURNBSCOTT | TURNBULL & SCOTT (ENGINEERS) LTD.
TUTHILL | TUTHILL VACUUM, BLOWER & PUMP SYSTEMS
TWA-PANEL | TWA PANEL SYSTEMS
TWINCITY | TWIN CITY FAN & BLOWER
TYCO-FP | TYCO (ANSUL) FIRE PROTECTION PRODUCTS
TYCO-INT | TYCO INTERNATIONAL LTD. (SOFTWAREHOUSE)
TYCO-SIM | TYCO SIMPLEX-GRINNELL
TYCO-CNTRL | TYCO THERMAL CONTROLS
TYPHOON | TYPHOON
US-ELEC | U. S. ELECTRIC
US-MOTOR | U. S. MOTOR
UBW | UBW BOILERS
U-CONCRETE | UNITED CONCRETE PRODUCTS, INC.
US-ELEV | UNITED STATES ELEVATOR, INC.
UNIVERSAL | UNIVERSAL ELECTRIC
URANUS-T | URANUS THERMAL (VICARB INC.)
US-FILTER | US FILTER
UTICA | UTICA BOILERS
VC-SYSTEMS | VC SYSTEMS AND CONTROLS INC.
VECTOR | VECTOR INDUSTRIES INC.
VELUX | VELUX AMERICA INC./VELUX A/S
VENT-AXIA | VENT-AXIA LTD.
VENTROL | VENTROL AIR HANDLER
VICTAULIC | VICTAULIC COMPANY
VICTORY | VICTORY
VIPER | VIPER INDUSTRIAL PRODUCTS
VULCAN | VULCAN CORP.
WADSWORTH | WADSWORTH ELECTRIC MFG. COMPANY
WAGNER-INC | WAGNER INC.
WAGNER | WAGNER MOTORS
WALCHEM | WALCHEM, IWAKI AMERICA INC.
WALDNER | WALDNER LABOREINRICHTUNGEN GMBH & CO. KG
WALTON | WALTON LAB CO.
WARREN | WARREN CONTROLS
WTRFILTCO | WATER FILTER COMPANY INC.
WATERSAVER | WATER SAVER FAUCET CO.
WATER-LAB | WATER SERVICE LABORATORIES INC.
WATERSOFT | WATERSOFT INC.
WTRTRONICS | WATERTRONICS, A LINDSAY COMPANY
WATSON-MCD | WATSON MCDANIEL COMPANY
WATTS | WATTS
WAUKESHA | WAUKESHA
WAUPACA | WAUPACA ELEVATOR COMPANY
WAYNE-PUMP | WAYNE PUMP CORP
WEBSTER | WEBSTER BURNER
WEG | WEG
WEIL | WEIL COMPANY
WEIL-PUMP | WEIL PUMP COMPANY INC.
WEIL-MCL | WEIL-MCLAIN (HVAC)
WELCH-ILMV | WELCH-ILMVAC
WESSELS | WESSELS TANK CO.
WW-WELDING | WEST WARWICK WELDING INC.
WESTWARWIC | WEST WARWICK WINWATER INC.
WESTNGHSE | WESTINGHOUSE ELECTRIC CO.
WESTWARD | WESTWARD
WHALEN | WHALEN
WHIRLPOOL | WHIRLPOOL
WHIRLTEC | WHIRLTEC
WILKINS | WILKINS
WILLIAMS-P | WILLIAMS PRODUCTS
WILLIAMSON | WILLIAMSON
WILO | WILO USA
WINCO | WINCO
WING | WING FAN
WINPOWER | WINPOWER
WON-DOOR | WON-DOOR CORPORATION
WOODFOLD | WOODFOLD MFG., INC.
WOODS-INC | WOODS INC.
WORTHING | WORTHINGTON CORP.
YASKAWA | YASKAWA AMERICA INC.
YJ-RITCHIE | YELLOW JACKET PRODUCTS, RITCHIE ENGINEERING COMPANY, INC.
YOEMANS | YOEMANS PUMP
YORK-CORP | YORK CORP.
YORK-INTE | YORK INTERNATION CORP.
YORK-MFG | YORK MFG.
YRK-SHPLY | YORK SHIPLEY
YOUNGSTOWN | YOUNGSTOWN STEEL
ZEKS | ZEKS COMPRESSED AIR SOLUTIONS
ZENITH | ZENITH (GE ENERGY)
ZEPHYR | ZEPHYR VENTILATION
ZOELLER | ZOELLER PUMP COMPANY
ZURN | ZURN ENERGY

## EQ_Groups ref (hidden)
EQ_GROUP (Crew) | GROUP DESCRIPTION
ADMIN | ADMINISTRATIVE
BUSUPRT | BUSINESS SUPPORT
CAD | CAD
DIV01 | STRUCTURAL-CARPENTRY
DIV02 | PLUMBING
DIV03 | ELECTRICAL
DIV04AD | CUSTODIAL-ADMIN
DIV04AM | CUSTODIAL-AM SHIFT
DIV04CL | CUSTODIAL-CLEANING
DIV04DN | CUSTODIAL-DINING SERVICES
DIV04E | CUSTODIAL-EAST CAMPUS
DIV04KN | CUSTODIAL-KEENEY QUAD
DIV04OFF | CUSTODIAL-OFF-CAMPUS
DIV04OV | CUSTODIAL-OVERNIGHT
DIV04PB | CUSTODIAL-PEMBROKE
DIV04PE | CUSTODIAL-EVENING SHIFT-EAST
DIV04PW | CUSTODIAL-EVENING SHIFT-WEST
DIV04SV | CUSTODIAL-EQUIP SERVICE AND REPAIR
DIV05 | GROUNDS
DIV06 | STORES
DIV07 | MECHANICAL-CHP
DIV08 | MECHANICAL-HVAC
DIV09 | MECHANICAL-CONTROLS
DIV10 | MECHANICAL-2ND SHIFT
ENGINR | ENGINEERING
ENVRMTL | ENVIRONMENTAL
EVENTS | EVENTS SUPPORT
HR | HUMAN RESOURCES
NON-FM | NON-FACILITIES DEPARTMENT
OPS | OPERATIONS
PDC | PROJECT MANAGEMENT
REALEST | REAL ESTATE
SERVRSP | SERVICE RESPONSE
STRCMEP | STRUCTURAL/MEP REVIEW
SYSSERV | INFO TECHNOLOGY

## Active-Bldg List ref
Building Abbr | Building | Description | Portfolio | Site | Building Usage | Status | Owned | Address 1 | Address 2 | Plat Lot | Construction Date | Floors Gross Area | Floors Interior Area | ZONE
ALUMNAE | 100076 | ALUMNAE HALL | ACADEMIC NON-RESEARCH | MAIN | ACAD | ACTIVE | OWNED | 194 MEETING ST | PROVIDENCE, RI 02912 | 10-649A | 1926-01-01 | 32690 | 26946 | PEMBROKE
ANDREWHALL | 100103 | ANDREWS HALL | DORMITORY | MAIN | RES HALL | ACTIVE | OWNED | 211 BOWEN ST | PROVIDENCE, RI 02912 | 10-649B | 1947-01-01 | 133711 | 113980 | PEMBROKE
ANDREWSHSE | 100200 | ANDREWS HOUSE | STUDENT LIFE | MAIN | SUPPORT | ACTIVE | OWNED | 13 BROWN ST | PROVIDENCE, RI 02912 | 12-458A | 1899-12-31 | 22148 | 17401 | WRISTON
ANGELL127 | 100115 | ANGELL ST 127 | AUXILIARY | MAIN | AUXILIARY | ACTIVE | OWNED | 127 ANGELL ST | PROVIDENCE, RI 02912 | 12-235 |  | 5299 | 4512 | BIOMED
ANGELL129 | 100141 | ANGELL ST 129 | AUXILIARY | MAIN | AUXILIARY | ACTIVE | OWNED | 129 ANGELL ST | PROVIDENCE, RI 02912 | 12-161 |  | 4268 | 3573 | BIOMED
ANGELL169 | 100160 | ANGELL ST 169 | UNASSIGNED | MAIN | ACAD | ACTIVE | LEASED | 169 ANGELL ST | PROVIDENCE, RI 02809 | 12-171 | 1915-01-01 | 5984 | 5182 | BIOMED
ANGELL195 | 100186 | ANGELL ST 195 | STUDENT LIFE | MAIN | ACAD | ACTIVE | OWNED | 195 ANGELL ST | PROVIDENCE, RI 02912 | 12-177 | 1902-01-01 | 8538 | 7005 | ATH-WEST
ANNMARY | 100230 | ANNMARY BROWN MEMORIAL LIBRARY | ACADEMIC NON-RESEARCH | MAIN | LIBRARY | ACTIVE | OWNED | 21 BROWN ST | PROVIDENCE, RI 02912 | 12-458B | 1905-01-01 | 10744 | 9149 | WRISTON
ARNOLDLAB | 100278 | ARNOLD LAB | ACADEMIC NON-RESEARCH | MAIN | ACAD | ACTIVE | OWNED | 91 WATERMAN ST | PROVIDENCE, RI 02912 | 12-249A | 1915-01-01 | 28936 | 24558 | MAIN GREEN
BARBOUR | 100129 | BARBOUR HALL | DORMITORY | MAIN | RES HALL | ACTIVE | OWNED | 100 CHARLESFIELD ST | PROVIDENCE, RI 02912 | 16-598 | 1904-01-01 | 54591 | 46413 | SOUTH-EAST
BARUSBUILD | 100171 | BARUS BUILDING | ACADEMIC NON-RESEARCH | MAIN | ACAD | ACTIVE | OWNED | 340 BROOK ST | PROVIDENCE, RI 02912 | 12-474 |  | 8410 | 7034 | MAIN GREEN-EAST
BENE020 | 100090 | BENEVOLENT ST 020 | STUDENT LIFE | MAIN | ADMIN | ACTIVE | OWNED | 20 BENEVOLENT ST | PROVIDENCE, RI 02912 | 12-346 |  | 9786 | 8522 | KEENEY
BENE026 | 100142 | BENEVOLENT ST 026 | STUDENT LIFE | MAIN | STUDENT AC | ACTIVE | OWNED | 26 BENEVOLENT ST | PROVIDENCE, RI 02912 | 12-344 |  | 5741 | 4713 | KEENEY
BENE074-80 | 100214 | BENEVOLENT ST 074-080 | AUXILIARY | MAIN | AUXILIARY | ACTIVE | OWNED | 74-80 BENEVOLENT ST | PROVIDENCE, RI 02912 | 12-373 |  | 8728 | 7601 | WRISTON-EAST
BENE083-85 | 100231 | BENEVOLENT ST 083-085 | UNASSIGNED | MAIN | COMMERCIAL | ACTIVE | OWNED | 83 BENEVOLENT ST | PROVIDENCE, RI 02912 | 12-408 |  | 4972 | 4449 | WRISTON-EAST
BENE084 | 100245 | BENEVOLENT ST 084 | AUXILIARY | MAIN | AUXILIARY | ACTIVE | OWNED | 84 BENEVOLENT ST | PROVIDENCE, RI 02912 | 13-223 |  | 4562 | 3998 | WRISTON-EAST
BENE086 | 100259 | BENEVOLENT ST 086 | AUXILIARY | MAIN | AUXILIARY | ACTIVE | OWNED | 86 BENEVOLENT ST | PROVIDENCE, RI 02912 | 13-130 |  | 5436 | 4622 | WRISTON-EAST
BENE088 | 100279 | BENEVOLENT ST 088 | STUDENT LIFE | MAIN | INDEPENDNT | ACTIVE | OWNED | 88 BENEVOLENT ST | PROVIDENCE, RI 02912 | 13-129 |  | 6919 | 5975 | WRISTON-EAST
BENOCGAR | 100055 | BENONI COOKE HOUSE - GARAGE | UNASSIGNED | MAIN | ADMIN | ACTIVE | LEASED | 110 SOUTH MAIN ST | PROVIDENCE, RI 02912 | 12-473 |  | 3117 | 2412 | KEENEY
BENOCOOKE | 100027 | BENONI COOKE HOUSE | ADMIN/SUPPORT | MAIN | ADMIN | ACTIVE | LEASED | 110 SOUTH MAIN ST | PROVIDENCE, RI 02912 | 12-473 |  | 12129 | 8830 | KEENEY
BH | 100077 | BARUS & HOLLEY | ACADEMIC RESEARCH | MAIN | ACAD | ACTIVE | OWNED | 184 HOPE ST | PROVIDENCE, RI 02912 | 13-307 | 1965-01-01 | 207166 | 187035 | MAIN GREEN-EAST
BIOMEDACF | 100002 | BIO-MED ACF | BIOMED | MAIN | ACAD | ACTIVE | OWNED | 173 MEETING ST | PROVIDENCE, RI 02912 | 10-704 | 1969-01-01 | 58735 | 49328 | BIOMED
BIOMEDCTR | 100091 | BIO-MED CTR | BIOMED | MAIN | ACAD | ACTIVE | OWNED | 171 MEETING ST | PROVIDENCE, RI 02912 | 10-704 | 1969-01-01 | 122792 | 106635 | BIOMED
BIOMEDGG | 100117 | BIO-MED GRIMSHAW-GUDEWICZ | BIOMED | MAIN | ACAD | ACTIVE | OWNED | 175 MEETING ST | PROVIDENCE, RI 02912 | 10-704 | 1989-01-01 | 55855 | 46429 | BIOMED
BLISTEIN | 100143 | BLISTEIN HOUSE | ACADEMIC NON-RESEARCH | MAIN | ACAD | ACTIVE | OWNED | 57 WATERMAN ST | PROVIDENCE, RI 02912 | 12-222C |  | 6051 | 4822 | MAIN GREEN-WEST
BOB | 100144 | BROWN OFFICE BLDG | ADMIN/SUPPORT | MAIN | ADMIN | ACTIVE | OWNED | 164 ANGELL ST | PROVIDENCE, RI 02912 | 10-718 | 1969-01-01 | 78776 | 70862 | BIOMED
BOWEN219 | 100188 | BOWEN ST 219 | DORMITORY | MAIN | RES HALL | ACTIVE | OWNED | 219 BOWEN ST | PROVIDENCE, RI 02912 | 10-580 |  | 8183 | 6991 | PEMBROKE
BOWEN244 | 100212 | BOWEN ST 244 | AUXILIARY | MAIN | AUXILIARY | ACTIVE | LEASED | 244 BOWEN ST | PROVIDENCE, RI 02912 | 13-102 | 1914-01-01 | 8612 | 7597 | ATH-WEST
BOWEN247 | 100038 | BOWEN ST 247 | AUXILIARY | MAIN | AUXILIARY | ACTIVE | OWNED | 247 BOWEN ST | PROVIDENCE, RI 02912 | 13-251 |  | 10586 | 9059 | ATH-WEST
BOWEN251 | 100246 | BOWEN ST 251 | AUXILIARY | MAIN | AUXILIARY | ACTIVE | OWNED | 251 BOWEN ST | PROVIDENCE, RI 02912 | 13-250 | 1899-12-31 | 6462 | 5489 | ATH-WEST
BROOK245-7 | 100041 | BROOK ST 245-247 | AUXILIARY | MAIN | AUXILIARY | ACTIVE | OWNED | 245-247 BROOK ST | PROVIDENCE, RI 02912 | 16-533 | 1899-12-31 | 5140 | 4527 | SOUTH-EAST
BROOK250 | 100066 | BROOK ST 250 | UNASSIGNED | MAIN | COMMERCIAL | ACTIVE | OWNED | 250 BROOK ST | PROVIDENCE, RI 02912 | 16-634 | 1899-12-31 | 7513 | 6786 | SOUTH-EAST
BROOK281-3 | 100105 | BROOK ST 281-283 | AUXILIARY | MAIN | AUXILIARY | ACTIVE | OWNED | 281-283 BROOK ST | PROVIDENCE, RI 02912 | 13-137 | 1980-01-01 | 7228 | 6251 | WRISTON-EAST
BROOK456 | 100118 | BROOK ST 456 | AUXILIARY | MAIN | AUXILIARY | ACTIVE | OWNED | 456 BROOK ST | PROVIDENCE, RI 02912 | 13-292 |  | 4777 | 3757 | ATH-WEST
BROWN068H | 100140 | BROWN ST 068.5 | ACADEMIC NON-RESEARCH | MAIN | ACAD | ACTIVE | OWNED | 68.5 BROWN ST | PROVIDENCE, RI 02912 | 12-201 | 2001-02-01 | 7592 | 6170 | BIOMED-WEST
BROWN070 | 100162 | BROWN ST 070 | ACADEMIC NON-RESEARCH | MAIN | ACAD | ACTIVE | OWNED | 70 BROWN ST | PROVIDENCE, RI 02912 | 12-158 | 2001-01-01 | 33543 | 28388 | BIOMED-WEST
BROWN111 | 100261 | BROWN ST 111 | DORMITORY | MAIN | RES HALL | ACTIVE | OWNED | 111 BROWN ST | PROVIDENCE, RI 02912 | 10-337A | 1899-12-31 | 4638 | 3992 | PEMBROKE
BROWN131-3 | 100042 | BROWN ST 131-133 | AUXILIARY | MAIN | BRN2BRN | ACTIVE | OWNED | 131-133 BROWN ST | PROVIDENCE, RI 02912 | 10-356 |  | 8098 | 6632 | PEMBROKE
BROWNSTAD | 100067 | BROWN STADIUM | ATHLETICS | MAIN | ATHLETICS | ACTIVE | OWNED | 112 SESSIONS ST | PROVIDENCE, RI 02912 | 7-003; 7-008; 7-088; 7-089; 7-090; 7-091; 7-092; 7-093; 7-094 | 1925-01-01 | 47553 | 15717 | OFF-CAMPUS
BUTLERDUNC | 100292 | BUTLER HOSPITAL DUNCAN BUILDING | UNASSIGNED | MAIN | HOSPITAL | ACTIVE | LEASED | 345 BLACKSTONE BLVD | PROVIDENCE, RI 02912 | 38-002 |  | 11278 | 8447 | N/A
BUXTON | 100174 | BUXTON HOUSE: WRISTON QUAD | DORMITORY | MAIN | RES HALL | ACTIVE | OWNED | 27 BROWN ST | PROVIDENCE, RI 02912 | 12-456 | 1951-01-01 | 23465 | 18617 | WRISTON
CARRIE | 100271 | CARRIE TOWER | UNASSIGNED | MAIN | SUPPORT | ACTIVE | OWNED | 69 WATERMAN ST | PROVIDENCE, RI 02912 | 12-249B | 1904-01-01 | 1747 | 550 | MAIN GREEN
CASWELL | 100004 | CASWELL HALL | DORMITORY | MAIN | RES HALL | ACTIVE | OWNED | 168 THAYER ST | PROVIDENCE, RI 02912 | 12-249C | 1903-01-01 | 26253 | 20273 | MAIN GREEN
CHAMPLIN | 100119 | CHAMPLIN: PEMBROKE QUAD | DORMITORY | MAIN | RES HALL | ACTIVE | OWNED | 208 MEETING ST | PROVIDENCE, RI 02912 | 10-649C | 1960-01-01 | 30214 | 25610 | PEMBROKE
CHAPIN | 100163 | CHAPIN HOUSE: WRISTON QUAD | DORMITORY | MAIN | RES HALL | ACTIVE | OWNED | 116 THAYER ST | PROVIDENCE, RI 02912 | 12456 | 1951-01-01 | 42447 | 34756 | WRISTON
CHAR038 | 100217 | CHARLESFIELD ST 038 | AUXILIARY | MAIN | AUXILIARY | ACTIVE | OWNED | 38 CHARLESFIELD ST | PROVIDENCE, RI 02912 | 16-597 |  | 4658 | 4219 | GRADCTR
CHAR059 | 100248 | CHARLESFIELD ST 059 | ACADEMIC NON-RESEARCH | MAIN | ACAD | ACTIVE | OWNED | 59 CHARLESFIELD ST | PROVIDENCE, RI 02912 | 012-0489 |  | 7837 | 6295 | WRISTON-EAST
CHAR070-72 | 100281 | CHARLESFIELD ST 070-072 | AUXILIARY | MAIN | AUXILIARY | ACTIVE | OWNED | 70-72 CHARLESFIELD ST | PROVIDENCE, RI 02912 | 16-175 | 1915-01-01 | 5798 | 4859 | SOUTH-EAST
CHAR071-73 | 100018 | CHARLESFIELD ST 071-073 | AUXILIARY | MAIN | AUXILIARY | ACTIVE | OWNED | 71-73 CHARLESFIELD ST | PROVIDENCE, RI 02912 | 13-140 |  | 10426 | 8638 | WRISTON-EAST
CHAR075 | 100043 | CHARLESFIELD ST 075 | ADMIN/SUPPORT | MAIN | SUPPORT | ACTIVE | OWNED | 75 CHARLESFIELD ST | PROVIDENCE, RI 02912 | 13-142 | 1967-01-01 | 8730 | 7383 | WRISTON-EAST
CHAR108-10 | 100159 | CHARLESFIELD ST 108-110 | AUXILIARY | MAIN | AUXILIARY | ACTIVE | OWNED | 108-110 CHARLESFIELD ST | PROVIDENCE, RI 02912 | 16-568 | 1910-09-01 | 6256 | 5375 | SOUTH-EAST
CHURCHILL | 100081 | CHURCHILL HOUSE | ACADEMIC NON-RESEARCH | MAIN | ACAD | ACTIVE | OWNED | 155 ANGELL ST | PROVIDENCE, RI 02912 | 12-167 | 1907-01-01 | 18995 | 16232 | BIOMED
CNTRLHEAT | 100093 | CENTRAL HEAT PLANT | CENTRAL HEAT PLANT | MAIN | SUPPORT | ACTIVE | OWNED | 235 LLOYD ST | PROVIDENCE, RI 02912 | 11-116 | 1969-01-01 | 24759 | 21970 | ATHLETICS
COOKE037 | 100204 | COOKE ST 037 | ADMIN/SUPPORT | MAIN | SUPPORT | ACTIVE | OWNED | 37 COOKE ST | PROVIDENCE, RI 02912 | 13-256 | 1909-01-01 | 9315 | 7705 | MAIN GREEN-EAST
CORLISS-B | 100272 | CORLISS-BRACKETT | ACADEMIC NON-RESEARCH | MAIN | ACAD | ACTIVE | OWNED | 45 PROSPECT ST | PROVIDENCE, RI 02912 | 12-154B |  | 16106 | 12414 | BIOMED-WEST
CUSH084-86 | 100005 | CUSHING ST 084-086 | AUXILIARY | MAIN | AUXILIARY | ACTIVE | OWNED | 84-86 CUSHING ST | PROVIDENCE, RI 02912 | 10-337 |  | 5173 | 4235 | PEMBROKE
CUSH154 | 100094 | CUSHING ST 154 | AUXILIARY | MAIN | AUXILIARY | ACTIVE | OWNED | 154 CUSHING ST | PROVIDENCE, RI 02912 | 13-292 |  | 5374 | 4869 | ATH-WEST
CUSH166 | 100120 | CUSHING ST 166 | AUXILIARY | MAIN | AUXILIARY | ACTIVE | OWNED | 166 CUSHING ST | PROVIDENCE, RI 02912 | 13-292 |  | 5570 | 4627 | ATH-WEST
DAVOL001 | 100277 | DAVOL SQ 001 | UNASSIGNED | DOWNTOWN | COMMERCIAL | ACTIVE | OWNED | 1 DAVOL SQ | PROVIDENCE, RI 02903 | 21-407 | 1899-12-31 | 46908 | 40501 | DOWNTOWN
DAVOL003 | 100145 | DAVOL SQ 003 | ADMIN/SUPPORT | DOWNTOWN | ADMIN | ACTIVE | LEASED | 3 DAVOL SQ, 2ND FLR | PROVIDENCE, RI 02903 | 21-441 |  | 36012 | 31134 | DOWNTOWN
DAVOL010 | 100039 | DAVOL SQ 010 | UNASSIGNED | DOWNTOWN | COMMERCIAL | ACTIVE | LEASED | 10 DAVOL SQ | PROVIDENCE, RI | 21-318 |  | 41992 | 36613 | DOWNTOWN
DIMAN | 100164 | DIMAN HOUSE: WRISTON QUAD | DORMITORY | MAIN | RES HALL | ACTIVE | OWNED | 41 CHARLESFIELD ST | PROVIDENCE, RI 02912 | 12-456 | 1951-01-01 | 42583 | 35301 | WRISTON
DYER200 | 100313 | DYER ST 200 | ADMIN/SUPPORT | DOWNTOWN | ADMIN | ACTIVE | OWNED | 200 DYER ST | PROVIDENCE, RI 02903 | 20-205 | 1948-01-01 | 41141 | 36790 | DOWNTOWN
DYERHSE | 100190 | DYER HOUSE | ACADEMIC NON-RESEARCH | MAIN | ACAD | ACTIVE | OWNED | 150 POWER ST | PROVIDENCE, RI 02912 | 17-262B |  | 7992 | 6851 | SOUTH-EAST
EDDYST339 | 100184 | EDDY ST 339 | UNASSIGNED | DOWNTOWN | COMMERCIAL | ACTIVE | OWNED | 339 EDDY ST | PROVIDENCE, RI | 21-398 | 1899-12-31 | 6652 | 5498 | DOWNTOWN
EDDYST349 | 100064 | EDDY ST 349 | UNASSIGNED | DOWNTOWN | COMMERCIAL | ACTIVE | OWNED | 349 EDDY ST | PROVIDENCE, RI | 21-141 | 1968-01-01 | 4317 | 3685 | DOWNTOWN
ELM043 | 100311 | ELM ST 043 | ADMIN/SUPPORT | DOWNTOWN | SUPPORT | ACTIVE | OWNED | 43 ELM ST | PROVIDENCE, RI 02903 | 21-391, 21-140 | 1945-01-01 | 1684 | 1462 | N/A
EMERY | 100235 | EMERY: PEMBROKE QUAD | DORMITORY | MAIN | RES HALL | ACTIVE | OWNED | 200 MEETING ST | PROVIDENCE, RI 02912 | 10-649D | 1963-01-01 | 34698 | 29952 | PEMBROKE
ENGRESCTR | 100331 | ENGINEERING RESEARCH CENTER | ACADEMIC RESEARCH | MAIN | ACAD | ACTIVE | OWNED | 345 BROOK ST | PROVIDENCE, RI 02912 | 13-307 | 2017-10-15 | 104447 | 71663 | MAIN GREEN-EAST
FACULTCLUB | 100282 | FACULTY CLUB | STUDENT LIFE | MAIN | DINING | ACTIVE | OWNED | 1 MAGEE ST | PROVIDENCE, RI 02912 | 12-326 |  | 18501 | 15457 | KEENEY
FAUNCEHSE | 100044 | FAUNCE HOUSE | STUDENT LIFE | MAIN | STUDENT AC | ACTIVE | OWNED | 75 WATERMAN ST | PROVIDENCE, RI 02912 | 12-249D | 1903-01-01 | 71283 | 59149 | MAIN GREEN
FEINSTEIN | 100069 | FEINSTEIN | ACADEMIC NON-RESEARCH | MAIN | ACAD | ACTIVE | OWNED | 130 HOPE ST | PROVIDENCE, RI 02912 | 16-519 | 1917-01-01 | 4742 | 4029 | SOUTH-EAST
FIERINGHSE | 100068 | FIERING HOUSE | ADMIN/SUPPORT | MAIN | SUPPORT | ACTIVE | OWNED | 79 CHARLESFIELD ST | PROVIDENCE, RI 02912 | 13-144 |  | 9217 | 7839 | WRISTON-EAST
FONES008 | 100132 | FONES ALLEY 008 | ADMIN/SUPPORT | MAIN | ACAD | ACTIVE | OWNED | 8 FONES ALLEY | PROVIDENCE, RI 02912 | 12-154C | 1899-12-31 | 3823 | 3096 | BIOMED-WEST
FOXPOINT | 100107 | FOX POINT DAY CARE CTR | ADMIN/SUPPORT | MAIN | INDEPENDNT | ACTIVE | OWNED | 150 HOPE ST | PROVIDENCE, RI 02912 | 13-169 | 1960-01-01 | 8391 | 7416 | WRISTON-EAST
GARDNER | 100175 | GARDNER HOUSE | ADMIN/SUPPORT | MAIN | SUPPORT | ACTIVE | OWNED | 106 GEORGE ST | PROVIDENCE, RI 02912 | 12-249E |  | 7943 | 6610 | MAIN GREEN
GARDNERGAR | 100205 | GARDNER HOUSE - GARAGE | UNASSIGNED | MAIN | SUPPORT | ACTIVE | OWNED | 106 GEORGE ST | PROVIDENCE, RI 02912 | - |  | 479 | 428 | MAIN GREEN
GDINGSGAR | 100133 | GIDDINGS HOUSE - GARAGE | UNASSIGNED | MAIN | ACAD | ACTIVE | OWNED | 128 HOPE ST | PROVIDENCE, RI 02912 | - | 2008-01-01 | 0 | 0 | SOUTH-EAST
GEO-CHEM | 100056 | GEO-CHEM BLDG | ACADEMIC RESEARCH | MAIN | ACAD | ACTIVE | OWNED | 156 GEORGE ST | PROVIDENCE, RI 02912 | 12-474 | 1982-01-01 | 128647 | 111527 | MAIN GREEN-EAST
GEORGE025 | 100006 | GEORGE ST 025 | ADMIN/SUPPORT | MAIN | ADMIN | ACTIVE | OWNED | 25 GEORGE ST | PROVIDENCE, RI 02912 | 12-481 | 1913-01-01 | 5606 | 4570 | KEENEY
GEORGE067 | 100095 | GEORGE ST 067 | ACADEMIC NON-RESEARCH | MAIN | ACAD | ACTIVE | OWNED | 67 GEORGE ST | PROVIDENCE, RI 02912 | 12-341 |  | 6959 | 5955 | KEENEY
GEORGE155 | 100146 | GEORGE ST 155 | ACADEMIC NON-RESEARCH | MAIN | ACAD | ACTIVE | OWNED | 155 GEORGE ST | PROVIDENCE, RI 02912 | 12-370A | 1930-01-01 | 9959 | 8285 | WRISTON-EAST
GEORGE180 | 100236 | GEORGE ST 180 | ACADEMIC RESEARCH | MAIN | ACAD | ACTIVE | OWNED | 180 GEORGE ST | PROVIDENCE, RI 02912 | 13-110B | 1960-01-01 | 9322 | 7683 | MAIN GREEN-EAST
GEORGE182 | 100249 | GEORGE ST 182 | ACADEMIC NON-RESEARCH | MAIN | ACAD | ACTIVE | OWNED | 182 GEORGE ST | PROVIDENCE, RI 02912 | 13-110A |  | 26573 | 21048 | MAIN GREEN-EAST
GERARDHSE | 100019 | GERARD HOUSE, SAMUEL N. | ACADEMIC NON-RESEARCH | MAIN | ACAD | ACTIVE | OWNED | 54 COLLEGE ST | PROVIDENCE, RI 02912 | 12-218 |  | 13928 | 10799 | MAIN GREEN-WEST
GIDDINGS | 100070 | GIDDINGS HOUSE | ACADEMIC NON-RESEARCH | MAIN | ACAD | ACTIVE | OWNED | 128 HOPE ST | PROVIDENCE, RI 02912 | 16-538 | 1908-01-01 | 13833 | 11699 | SOUTH-EAST
GODDARD | 100157 | GODDARD HOUSE: WRISTON QUAD | DORMITORY | MAIN | RES HALL | ACTIVE | OWNED | 39 CHARLESFIELD ST | PROVIDENCE, RI 02912 | 12-456 | 1951-01-01 | 46716 | 39619 | WRISTON
GRADCTRA | 100082 | GRADUATE CTR A | DORMITORY | MAIN | RES HALL | ACTIVE | OWNED | 40 CHARLESFIELD ST | PROVIDENCE, RI 02912 | 16-597A | 1968-01-01 | 31015 | 23452 | GRADCTR
GRADCTRB | 100108 | GRADUATE CTR B | DORMITORY | MAIN | RES HALL | ACTIVE | OWNED | 44 CHARLESFIELD ST | PROVIDENCE, RI 02912 | 16-597 | 1968-01-01 | 31038 | 23832 | GRADCTR
GRADCTRC | 100176 | GRADUATE CTR C | DORMITORY | MAIN | RES HALL | ACTIVE | OWNED | 82 THAYER ST | PROVIDENCE, RI 02912 | 16-597 | 1968-01-01 | 30722 | 23447 | GRADCTR
GRADCTRD | 100206 | GRADUATE CTR D | DORMITORY | MAIN | RES HALL | ACTIVE | OWNED | 90 THAYER ST | PROVIDENCE, RI 02912 | 16-597 | 1968-01-01 | 30743 | 23500 | GRADCTR
GRADCTRE | 100273 | GRADUATE CTR E | ADMIN/SUPPORT | MAIN | ADMIN | ACTIVE | OWNED | 42 CHARLESFIELD ST | PROVIDENCE, RI 02912 | 16-597 | 1968-01-01 | 47599 | 40375 | GRADCTR
GRANTFULT | 100030 | GRANT FULTON | ACADEMIC NON-RESEARCH | MAIN | ACAD | ACTIVE | OWNED | 105 BENEVOLENT ST | PROVIDENCE, RI 02912 | 13-145B |  | 9847 | 7838 | SOUTH-EAST
GRNFCAC | 100305 | GRANOFF CTR FOR THE CREATIVE ARTS | ACADEMIC NON-RESEARCH | MAIN | ACAD | ACTIVE | OWNED | 154 ANGELL ST | PROVIDENCE, RI 02912 | 10-717 | 2011-01-01 | 41948 | 34609 | BIOMED
HAFFBARN | 100121 | HAFFENREFFER BARN | ADMIN/SUPPORT | BRISTOL | ACAD | ACTIVE | OWNED | 301 TOWER ST | BRISTOL, RI 02809 | 135-6 | 1928-01-01 | 8254 | 7316 | N/A
HAFFCARE | 100147 | HAFFENREFFER CARETAKER HOUSE | ADMIN/SUPPORT | BRISTOL | SUPPORT | ACTIVE | OWNED | 303 TOWER ST | BRISTOL, RI 02809 | 135-7 | 1899-12-31 | 1882 | 1688 | N/A
HAFFMUSEUM | 100165 | HAFFENREFFER MUSEUM COLLECTIONS RES | ADMIN/SUPPORT | BRISTOL | ACAD | ACTIVE | OWNED | 300 TOWER ST | BRISTOL, RI 02809 | 135-6 | 1928-01-01 | 9918 | 8408 | N/A
HAFFOUTING | 100191 | HAFFENREFFER OUTING RESERVATION FAC | STUDENT LIFE | BRISTOL | STUDENT AC | ACTIVE | OWNED | 302 TOWER ST | BRISTOL, RI 02809 | 135-6 | 1970-01-01 | 3805 | 3430 | N/A
HAFFTRLER | 100321 | HAFFENREFFER TRAILER | ADMIN/SUPPORT | BRISTOL | ACAD | ACTIVE | OWNED | 302 TOWER ST | BRISTOL, RI 02809 | 135-6 |  | 398 | 364 | N/A
HARKNESS | 100219 | HARKNESS HOUSE: WRISTON QUAD | DORMITORY | MAIN | RES HALL | ACTIVE | OWNED | 47 CHARLESFIELD ST | PROVIDENCE, RI 02912 | 12-456 | 1951-01-01 | 42630 | 35136 | WRISTON
HEGEMAN | 100264 | HEGEMAN HALL | DORMITORY | MAIN | RES HALL | ACTIVE | OWNED | 128 GEORGE ST | PROVIDENCE, RI 02912 | 12-249G | 1926-01-01 | 38474 | 31540 | MAIN GREEN
HEMISPHERE | 100283 | HEMISPHERE BLDG | ADMIN/SUPPORT | MAIN | ADMIN | ACTIVE | OWNED | 167 ANGELL ST | PROVIDENCE, RI 02912 | 12-170 | 1989-01-01 | 12065 | 10390 | BIOMED
HILLELHSE | 100026 | HILLEL HOUSE | UNASSIGNED | MAIN | INDEPENDNT | ACTIVE | AFFILIATED | 80 BROWN ST | PROVIDENCE, RI 02906 | - |  | 27411 | 23830 | BIOMED-WEST
HIRSCHFELD | 100218 | ELIE HIRSCHFELD '71 HOUSE | ACADEMIC NON-RESEARCH | MAIN | ACAD | ACTIVE | OWNED | 163 GEORGE ST | PROVIDENCE, RI 02912 | 12-415 | 1899-12-31 | 5773 | 4789 | WRISTON-EAST
HOPE170 | 100326 | HOPE ST 170 | ACADEMIC NON-RESEARCH | MAIN | ACAD | ACTIVE | OWNED | 170 HOPE ST | PROVIDENCE, RI 02912 | 13-307 | 2015-09-01 | 14103 | 11712 | MAIN GREEN-EAST
HOPE190 | 100109 | HOPE ST 190 | ACADEMIC NON-RESEARCH | MAIN | ACAD | ACTIVE | OWNED | 190 HOPE ST | PROVIDENCE, RI 02912 | 13-085A |  | 11974 | 9749 | MAIN GREEN-EAST
HOPECOLL | 100045 | HOPE COLLEGE | DORMITORY | MAIN | RES HALL | ACTIVE | OWNED | 71 WATERMAN ST | PROVIDENCE, RI 02912 | 12-249H |  | 29708 | 24012 | MAIN GREEN
HOPPIN | 100177 | HOPPIN (THOMAS P.) HOUSE | ADMIN/SUPPORT | MAIN | ACAD | ACTIVE | OWNED | 383 BENEFIT ST | PROVIDENCE, RI 02912 | 16-239 |  | 21502 | 16546 | GRADCTR
HORACEMANN | 100207 | HORACE MANN HOUSE | ADMIN/SUPPORT | MAIN | ADMIN | ACTIVE | OWNED | 47 GEORGE ST | PROVIDENCE, RI 02912 | 12-333 |  | 16044 | 12976 | KEENEY
JCBLIBRARY | 100008 | JOHN CARTER BROWN LIBRARY | ACADEMIC NON-RESEARCH | MAIN | LIBRARY | ACTIVE | OWNED | 94 GEORGE ST | PROVIDENCE, RI 02912 | 12-249J | 1904-01-01 | 32040 | 24159 | MAIN GREEN
JHAYLIB | 100122 | JOHN HAY LIBRARY | ACADEMIC NON-RESEARCH | MAIN | LIBRARY | ACTIVE | OWNED | 20 PROSPECT ST | PROVIDENCE, RI 02912 | 12-220; 12-222A | 1910-01-01 | 79129 | 65652 | MAIN GREEN-WEST
JOHN050 | 100148 | JOHN ST 050 | ACADEMIC NON-RESEARCH | MAIN | ACAD | ACTIVE | OWNED | 50 JOHN ST | PROVIDENCE, RI 02912 | 16-253 | 1910-01-01 | 13558 | 11996 | GRADCTR
JWWILSON | 100031 | J. WALTER WILSON BUILDING | ADMIN/SUPPORT | MAIN | ADMIN | ACTIVE | OWNED | 69 BROWN ST | PROVIDENCE, RI 02912 | 12-159B | 1962-01-01 | 66971 | 56956 | BIOMED
KASSAR | 100192 | KASSAR (EDWARD W.) HOUSE | ACADEMIC NON-RESEARCH | MAIN | ACAD | ACTIVE | OWNED | 151 THAYER ST | PROVIDENCE, RI 02912 | 12-306 |  | 23243 | 19275 | WRISTON-EAST
KINGHSE | 100238 | KING HOUSE | DORMITORY | MAIN | RES HALL | ACTIVE | OWNED | 154 HOPE ST | PROVIDENCE, RI 02912 | 13-138 |  | 8220 | 7926 | WRISTON-EAST
KQARCHBRON | 100258 | ARCHIBALD-BRONSON: KEENEY QUAD | DORMITORY | MAIN | RES HALL | ACTIVE | OWNED | 17 BENEVOLENT ST | PROVIDENCE, RI 02912 | 12-455 | 1957-01-01 | 62167 | 51649 | KEENEY
KQEVRTPLND | 100263 | EVERETT-POLAND: KEENEY QUAD | DORMITORY | MAIN | RES HALL | ACTIVE | OWNED | 13 BENEVOLENT ST | PROVIDENCE, RI 02912 | 12-455 | 1957-01-01 | 62139 | 51099 | KEENEY
KQJMSNMEAD | 100057 | JAMESON-MEAD: KEENEY QUAD | DORMITORY | MAIN | RES HALL | ACTIVE | OWNED | 11 BENEVOLENT ST | PROVIDENCE, RI 02912 | 12-455 | 1957-01-01 | 63507 | 52808 | KEENEY
LADDOBSERV | 100250 | LADD OBSERVATORY | ADMIN/SUPPORT | MAIN | ACAD | ACTIVE | OWNED | 210 DOYLE AVE | PROVIDENCE, RI 02912 | 8-265 |  | 7133 | 5564 | OFF-CAMPUS
LINCOLNFLD | 100284 | LINCOLN FIELD BUILDING | ACADEMIC RESEARCH | MAIN | ACAD | ACTIVE | OWNED | 180 THAYER ST | PROVIDENCE, RI 02912 | 12-249K | 1903-01-01 | 18437 | 16024 | MAIN GREEN
LIPPITTHSE | 100169 | LIPPITT HOUSE | ACADEMIC NON-RESEARCH | MAIN | ACAD | ACTIVE | OWNED | 96 WATERMAN ST | PROVIDENCE, RI 02912 | 12-191 | 1899-12-31 | 6974 | 5797 | BIOMED
LISTART | 100020 | LIST (ALBERT & VERA) ART BUILDING | ACADEMIC NON-RESEARCH | MAIN | ACAD | ACTIVE | OWNED | 64 COLLEGE ST | PROVIDENCE, RI 02912 | 12-219; 12-220; 12-222; 2-228 | 1971-01-01 | 64153 | 57422 | MAIN GREEN-WEST
LITTLEFLD | 100046 | LITTLEFIELD HALL | DORMITORY | MAIN | RES HALL | ACTIVE | OWNED | 102 GEORGE ST | PROVIDENCE, RI 02912 | 12-249L | 1926-01-01 | 18708 | 14936 | MAIN GREEN
LLOYD165-7 | 100014 | LLOYD AVE 165-167 | AUXILIARY | MAIN | AUXILIARY | ACTIVE | OWNED | 165-167 LLOYD AVE | PROVIDENCE, RI 02912 | 13-012 | 1910-01-01 | 19484 | 14591 | ATH-WEST
LLOYD295 | 100135 | LLOYD AVE 295 | ADMIN/SUPPORT | MAIN | SUPPORT | ACTIVE | OWNED | 295 LLOYD AVE | PROVIDENCE, RI 02912 | 11-133 | 2003-09-01 | 53436 | 48658 | ATHLETICS
LYMANHALL | 100110 | LYMAN HALL | ACADEMIC NON-RESEARCH | MAIN | ACAD | ACTIVE | OWNED | 83 WATERMAN ST | PROVIDENCE, RI 02912 | 12-249M |  | 33630 | 26359 | MAIN GREEN
MACFARLANE | 100178 | MACFARLANE HOUSE | ACADEMIC NON-RESEARCH | MAIN | ACAD | ACTIVE | OWNED | 48 COLLEGE ST | PROVIDENCE, RI 02912 | 12-217 |  | 9994 | 7691 | MAIN GREEN-WEST
MACHADO | 100208 | MACHADO (ANTONIO) HOUSE | DORMITORY | MAIN | RES HALL | ACTIVE | OWNED | 87 PROSPECT ST | PROVIDENCE, RI 02912 | 10-347 | 1912-01-01 | 42455 | 32042 | PEMBROKE
MACHADOGAR | 100243 | MACHADO HOUSE GARAGE | ADMIN/SUPPORT | MAIN | SUPPORT | ACTIVE | OWNED | 116 BROWN ST | PROVIDENCE, RI | - |  | 1678 | 1373 | PEMBROKE
MACMILLAN | 100032 | MACMILLAN HALL | ACADEMIC RESEARCH | MAIN | ACAD | ACTIVE | OWNED | 167 THAYER ST | PROVIDENCE, RI 02912 | 12-474 | 1998-01-01 | 76637 | 66246 | MAIN GREEN-EAST
MADDOCK | 100058 | MADDOCK ALUMNI CENTER | ADMIN/SUPPORT | MAIN | ADMIN | ACTIVE | OWNED | 38 BROWN ST | PROVIDENCE, RI 02912 | 12-469B |  | 23016 | 18997 | KEENEY
MANNING | 100096 | MANNING HALL | ACADEMIC NON-RESEARCH | MAIN | ACAD | ACTIVE | OWNED | 21 PROSPECT ST | PROVIDENCE, RI 02912 | 12-249N |  | 9541 | 7329 | MAIN GREEN
MARCYHSE | 100193 | MARCY HOUSE: WRISTON QUAD | DORMITORY | MAIN | RES HALL | ACTIVE | OWNED | 115 GEORGE ST | PROVIDENCE, RI 02906 | 12-456 | 1951-01-01 | 43454 | 34026 | WRISTON
MARSTONHAL | 100239 | MARSTON HALL | ACADEMIC NON-RESEARCH | MAIN | ACAD | ACTIVE | OWNED | 346 BROOK ST | PROVIDENCE, RI 02912 | 12-272B | 1926-01-01 | 16938 | 13584 | MAIN GREEN-EAST
MAXCY | 100265 | MAXCY HALL | ACADEMIC NON-RESEARCH | MAIN | ACAD | ACTIVE | OWNED | 108 GEORGE ST | PROVIDENCE, RI | 12-249O |  | 21774 | 18129 | MAIN GREEN
MEEHAN | 100021 | MEEHAN AUDITORIUM | ATHLETICS | MAIN | ATHLETICS | ACTIVE | OWNED | 235 HOPE ST | PROVIDENCE, RI 02912 | 11-133 | 1961-01-01 | 82368 | 65806 | ATHLETICS
MEIKLEJOHN | 100071 | MEIKLEJOHN HOUSE | ACADEMIC NON-RESEARCH | MAIN | ACAD | ACTIVE | OWNED | 159 GEORGE ST | PROVIDENCE, RI 02912 | 12-262 | 1899-12-31 | 5369 | 4484 | WRISTON-EAST
MENCOFF | 100185 | MENCOFF HALL | ACADEMIC NON-RESEARCH | MAIN | ACAD | ACTIVE | OWNED | 68 WATERMAN ST | PROVIDENCE, RI 02912 | 12-204 |  | 16501 | 12283 | BIOMED-WEST
METCALFHAL | 100084 | METCALF HALL | DORMITORY | MAIN | RES HALL | ACTIVE | OWNED | 98 CUSHING ST | PROVIDENCE, RI 02912 | 10-649E | 1919-01-01 | 30169 | 25144 | PEMBROKE
METRSCHBLD | 100136 | METCALF RESEARCH BUILDING | ACADEMIC NON-RESEARCH | MAIN | ACAD | ACTIVE | OWNED | 190 THAYER ST | PROVIDENCE, RI 02912 | 12-249Q | 1923-01-01 | 81651 | 64345 | MAIN GREEN
MILLER | 100179 | MILLER HALL | DORMITORY | MAIN | RES HALL | ACTIVE | OWNED | 118 CUSHING ST | PROVIDENCE, RI 02912 | 10-649F | 1910-01-01 | 29763 | 24365 | PEMBROKE
MINDEN | 100209 | MINDEN HALL | DORMITORY | MAIN | RES HALL | ACTIVE | OWNED | 121 WATERMAN ST | PROVIDENCE, RI 02912 | 13-076 | 1912-01-01 | 60502 | 50690 | MAIN GREEN-EAST
MOR-GERARD | 100009 | MORRISON-GERARD STUDIO | ACADEMIC NON-RESEARCH | MAIN | ACAD | ACTIVE | OWNED | 151 HOPE ST | PROVIDENCE, RI 02912 | 13-145A |  | 3444 | 2534 | SOUTH-EAST
MORRISHALL | 100097 | MORRISS HALL: PEMBROKE QUAD | DORMITORY | MAIN | RES HALL | ACTIVE | OWNED | 206 MEETING ST | PROVIDENCE, RI 02912 | 10-649G | 1960-01-01 | 34414 | 29942 | PEMBROKE
MRL | 100101 | MEDICAL RESEARCH LAB | ACADEMIC RESEARCH | MAIN | ACAD | ACTIVE | OWNED | 89 WATERMAN ST | PROVIDENCE, RI 02912 | 12-249P | 1965-01-01 | 23666 | 20170 | MAIN GREEN
MRSTNBOAT | 100220 | MARSTON BOATHOUSE | ATHLETICS | MAIN | ATHLETICS | ACTIVE | OWNED | 258 INDIA ST | PROVIDENCE, RI 02912 | 17-054 | 1967-01-01 | 20057 | 17767 | ATHLETICS
MRVLSHED | 100307 | MARVEL SHED | UNASSIGNED | MAIN | ATHLETICS | ACTIVE | OWNED | - | - | - |  | 305 | 230 | N/A
NELSONFIT | 100227 | NELSON FITNESS CENTER | ATHLETICS | MAIN | ATHLETICS | ACTIVE | OWNED | 225 HOPE ST | PROVIDENCE RI 02912 | 11-133 | 2012-03-01 | 95860 | 86120 | ATHLETICS
NEWPEM1 | 100150 | NEW PEMBROKE NO. 1 | DORMITORY | MAIN | RES HALL | ACTIVE | OWNED | 302 THAYER ST | PROVIDENCE, RI 02912 | 10-577 | 1974-01-01 | 9718 | 7691 | PEMBROKE
NEWPEM2 | 100166 | NEW PEMBROKE NO. 2 | DORMITORY | MAIN | RES HALL | ACTIVE | OWNED | 306 THAYER ST | PROVIDENCE, RI 02912 | 10-577 | 1974-01-01 | 7606 | 6103 | PEMBROKE
NEWPEM3 | 100194 | NEW PEMBROKE NO. 3 | DORMITORY | MAIN | RES HALL | ACTIVE | OWNED | 308 THAYER ST | PROVIDENCE, RI 02912 | 10-577 | 1974-01-01 | 19727 | 16729 | PEMBROKE
NEWPEM4 | 100221 | NEW PEMBROKE NO. 4 | DORMITORY | MAIN | RES HALL | ACTIVE | OWNED | 300 THAYER ST | PROVIDENCE, RI 02912 | 10-577 | 1974-01-01 | 33197 | 28112 | PEMBROKE
NICHOLSON | 100240 | NICHOLSON HOUSE | ADMIN/SUPPORT | MAIN | ADMIN | ACTIVE | OWNED | 71 GEORGE ST | PROVIDENCE, RI 02912 | 12-469A |  | 11920 | 9790 | KEENEY
NIGHT-BROW | 100266 | NIGHTINGALE-BROWN HOUSE | ADMIN/SUPPORT | MAIN | ACAD | ACTIVE | OWNED | 357 BENEFIT ST | PROVIDENCE, RI 02912 | 16-202 |  | 23051 | 19163 | GRADCTR
NORWOOD | 100048 | NORWOOD HOUSE | ACADEMIC NON-RESEARCH | MAIN | ACAD | ACTIVE | OWNED | 82 WATERMAN ST | PROVIDENCE, RI 02912 | 12-198 |  | 5724 | 4845 | BIOMED
OLIVE020 | 100180 | OLIVE ST 020 | AUXILIARY | MAIN | AUXILIARY | ACTIVE | OWNED | 20 OLIVE ST | PROVIDENCE, RI 02912 | 10-284 |  | 10429 | 9526 | BIOMED-WEST
OLNEY | 100033 | OLNEY HOUSE: WRISTON QUAD | DORMITORY | MAIN | RES HALL | ACTIVE | OWNED | 29 BROWN ST | PROVIDENCE, RI 02912 | 12-458 | 1951-01-01 | 42442 | 36185 | WRISTON
OMAC | 100059 | OLNEY-MARGOLIES ATHLETIC CENTER | ATHLETICS | MAIN | ATHLETICS | ACTIVE | OWNED | 229 HOPE ST | PROVIDENCE, RI 02912 | 11-133 | 1981-01-01 | 94007 | 88452 | ATHLETICS
ORWIG | 100010 | ORWIG MUSIC HALL | ACADEMIC NON-RESEARCH | MAIN | ACAD | ACTIVE | OWNED | 1 YOUNG ORCHARD AVE | PROVIDENCE, RI 02912 | 13-145C | 1905-01-01 | 27807 | 20562 | SOUTH-EAST
PARKLN010 | 100098 | PARK LANE 010 | ADMIN/SUPPORT | DOWNTOWN | SUPPORT | ACTIVE | OWNED | 10 PARK LN | PROVIDENCE, RI 02907 | 50-719, 50-721 | 1969-01-01 | 92662 | 88105 | OFF-CAMPUS
PARTRIDGE | 100151 | PARTRIDGE HALL & ANNEX | STUDENT LIFE | MAIN | STUDENT AC | ACTIVE | OWNED | 68 BROWN ST | PROVIDENCE, RI 02912 | 12-201 |  | 10162 | 8308 | BIOMED-WEST
PEMBROKE | 100195 | PEMBROKE HALL | ACADEMIC NON-RESEARCH | MAIN | ACAD | ACTIVE | OWNED | 172 MEETING ST | PROVIDENCE, RI 02912 | 10-649H |  | 18022 | 14583 | PEMBROKE
PEMFLDHSE | 100167 | PEMBROKE FIELD HOUSE | ADMIN/SUPPORT | MAIN | SUPPORT | ACTIVE | OWNED | 171 CUSHING ST | PROVIDENCE, RI 02912 | 13-040A |  | 4191 | 2932 | ATH-WEST
PERFRMARTS | 100336 | NEW BLDG - PERFORMING ARTS | - | MAIN | ACAD | DESIGN | AFFILIATED | TBD | - | - |  |  |  | BIOMED
PERKINS | 100222 | PERKINS HALL | DORMITORY | MAIN | RES HALL | ACTIVE | OWNED | 154 POWER ST | PROVIDENCE, RI 02912 | 17-262A | 1960-01-01 | 40603 | 36090 | SOUTH-EAST
PGREENHSE | 100252 | PETER GREEN HOUSE | ACADEMIC NON-RESEARCH | MAIN | ACAD | ACTIVE | OWNED | 79 BROWN ST | PROVIDENCE, RI 02912 | 10-263 |  | 10832 | 8523 | BIOMED
PIZZITOLA | 100267 | PIZZITOLA | ATHLETICS | MAIN | ATHLETICS | ACTIVE | OWNED | 233 HOPE ST | PROVIDENCE, RI 02912 | 11-133 | 1989-01-01 | 107673 | 99399 | ATHLETICS
POWER089 | 100127 | POWER ST 089 | ADMIN/SUPPORT | MAIN | SUPPORT | ACTIVE | OWNED | 89 POWER ST | PROVIDENCE, RI 02912 | 16-198 |  | 5162 | 4220 | GRADCTR
POWERPARK | 100138 | POWER ST PARKING GARAGE | ADMIN/SUPPORT | MAIN | SUPPORT | ACTIVE | OWNED | 101 POWER ST | PROVIDENCE, RI 02912 | 16-633 | 1988-01-01 | 107790 | 104763 | GRADCTR
PRESHSE | 100085 | PRESIDENT'S HOUSE | ADMIN/SUPPORT | MAIN | SUPPORT | ACTIVE | OWNED | 55 POWER ST | PROVIDENCE, RI 02912 | 16-437 | 1922-01-01 | 14264 | 11851 | GRADCTR
PRESHSESHD | 100112 | PRESIDENT'S HOUSE - STORAGE SHED | UNASSIGNED | MAIN | SUPPORT | ACTIVE | OWNED | 55 POWER ST | PROVIDENCE, RI 02912 | - | 1998-01-01 | 358 | 257 | GRADCTR
PRINCELAB | 100275 | PRINCE ENGINEERING LAB | ACADEMIC RESEARCH | MAIN | ACAD | ACTIVE | OWNED | 355 BROOK ST | PROVIDENCE, RI 02912 | 13-307 | 1962-01-01 | 57013 | 52399 | MAIN GREEN-EAST
PRINCESHED | 100346 | PRINCE ELECTRICAL SHED | - | MAIN | ACAD | ACTIVE | OWNED | 355 BROOK ST | PROVIDENCE, RI 02912 | - |  |  |  | MAIN GREEN-EAST
PROSPECHSE | 100034 | PROSPECT HOUSE | ACADEMIC NON-RESEARCH | MAIN | ACAD | ACTIVE | OWNED | 36 PROSPECT ST | PROVIDENCE, RI 02912 | 12-222B |  | 10446 | 8890 | MAIN GREEN-WEST
RICHMND196 | 100015 | RICHMOND ST 196 | UNASSIGNED | DOWNTOWN | COMMERCIAL | ACTIVE | OWNED | 196 RICHMOND ST | PROVIDENCE, RI 02903 | 20-353 | 1920-01-01 | 18629 | 16346 | DOWNTOWN
RICHMND222 | 100152 | RICHMOND ST 222 (MED ED) | BIOMED | DOWNTOWN | ACAD | ACTIVE | OWNED | 222 RICHMOND ST | PROVIDENCE, RI 02903 | 21-132 | 1928-01-01 | 142063 | 125368 | DOWNTOWN
RICHMND233 | 100102 | RICHMOND ST 233 | ADMIN/SUPPORT | DOWNTOWN | ADMIN | ACTIVE | OWNED | 233 RICHMOND ST | PROVIDENCE, RI 02903 | 21-127 | 1970-01-01 | 33861 | 29623 | DOWNTOWN
RICHMNDPKG | 100128 | RICHMOND ST 222 PARKING GARAGE | UNASSIGNED | DOWNTOWN | COMMERCIAL | ACTIVE | OWNED | 222 RICHMOND ST | PROVIDENCE, RI 02903 | 21-132 | 1989-01-01 | 117023 | 112363 | DOWNTOWN
RIHALL | 100099 | RHODE ISLAND HALL | ACADEMIC NON-RESEARCH | MAIN | ACAD | ACTIVE | OWNED | 60 GEORGE ST | PROVIDENCE, RI 02912 | 12-249S |  | 20904 | 14812 | MAIN GREEN
ROBINSON | 100223 | ROBINSON HALL | ACADEMIC NON-RESEARCH | MAIN | ACAD | ACTIVE | OWNED | 64 WATERMAN ST | PROVIDENCE, RI 02912 | 12-205 |  | 19758 | 15245 | BIOMED-WEST
ROCHAMBEAU | 100253 | ROCHAMBEAU HOUSE | ACADEMIC NON-RESEARCH | MAIN | ACAD | ACTIVE | OWNED | 84 PROSPECT ST | PROVIDENCE, RI 02912 | 10-229 | 1929-01-01 | 19486 | 15984 | PEMBROKE
ROCKLIB | 100288 | ROCKEFELLER (JOHN D., JR.) LIBRARY | ACADEMIC NON-RESEARCH | MAIN | LIBRARY | ACTIVE | OWNED | 10 PROSPECT ST | PROVIDENCE, RI 02912 | 12-241A | 1964-01-01 | 207105 | 188615 | MAIN GREEN-WEST
SALOMON | 100050 | SALOMON CTR FOR TEACHING | ACADEMIC NON-RESEARCH | MAIN | ACAD | ACTIVE | OWNED | 79 WATERMAN ST | PROVIDENCE, RI 02912 | 12-249T |  | 25480 | 22270 | MAIN GREEN
SAYLESHALL | 100158 | SAYLES HALL | ACADEMIC NON-RESEARCH | MAIN | ACAD | ACTIVE | OWNED | 81 WATERMAN ST | PROVIDENCE, RI 02912 | 12-249U |  | 24667 | 19261 | MAIN GREEN
SCILIB | 100086 | SCIENCES LIBRARY | ACADEMIC NON-RESEARCH | MAIN | LIBRARY | ACTIVE | OWNED | 201 THAYER ST | PROVIDENCE, RI 02912 | 12-272A | 1971-01-01 | 123145 | 99052 | MAIN GREEN-EAST
SEARS | 100181 | SEARS HOUSE: WRISTON QUAD | DORMITORY | MAIN | RES HALL | ACTIVE | OWNED | 113 GEORGE ST | PROVIDENCE, RI 02912 | 12-246 | 1951-01-01 | 41254 | 35143 | WRISTON
SFRANKHLSB | 100114 | SIDNEY E. FRANK HALL LIFE SCIENCES | BIOMED | MAIN | ACAD | ACTIVE | OWNED | 185 MEETING ST | PROVIDENCE, RI 02912 | 10-704 | 2006-10-01 | 172455 | 142564 | BIOMED
SHARPEHSE | 100210 | SHARPE HOUSE | ACADEMIC NON-RESEARCH | MAIN | ACAD | ACTIVE | OWNED | 130 ANGELL ST | PROVIDENCE, RI 02912 | 10-266 |  | 13409 | 11481 | BIOMED
SHARPEREF | 100276 | SHARPE REFECTORY | STUDENT LIFE | MAIN | DINING | ACTIVE | OWNED | 144 THAYER ST | PROVIDENCE, RI 02912 | 12-457 | 1951-01-01 | 100097 | 90185 | WRISTON
SHIPST026 | 100329 | SHIP ST 026 | BIOMED | DOWNTOWN | ACAD | ACTIVE | OWNED | 26 SHIP ST | PROVIDENCE, RI 02903 | 21-146 | 1899-12-31 | 5724 | 4816 | DOWNTOWN
SHIPST070 | 100035 | SHIP ST 070 | BIOMED | DOWNTOWN | ACAD | ACTIVE | OWNED | 70 SHIP ST | PROVIDENCE, RI 02903 | 21-105 | 1902-01-01 | 105968 | 94443 | DOWNTOWN
SLATER | 100060 | SLATER HALL | DORMITORY | MAIN | RES HALL | ACTIVE | OWNED | 70 GEORGE ST | PROVIDENCE, RI 02912 | 12-249V |  | 18872 | 14809 | MAIN GREEN
SMAIN121 | 100228 | SOUTH MAIN ST 121 | ACADEMIC NON-RESEARCH | MAIN | ACAD | ACTIVE | OWNED | 121 SOUTH MAIN ST | PROVIDENCE, RI | 12-050 | 1983-01-01 | 207410 | 183081 | KEENEY
SMILLERHSE | 100268 | SHIRLEY MILLER HOUSE | ACADEMIC NON-RESEARCH | MAIN | ACAD | ACTIVE | OWNED | 59 GEORGE ST | PROVIDENCE, RI 02912 | 12-340 | 1915-01-01 | 7954 | 6385 | KEENEY
SMITH-BUON | 100170 | SMITH-BUONANNO HALL | ACADEMIC NON-RESEARCH | MAIN | ACAD | ACTIVE | OWNED | 95 CUSHING ST | PROVIDENCE, RI 02912 | 10-649L | 1907-09-01 | 15790 | 12693 | PEMBROKE
STEINERT | 100153 | STEINERT CENTER | ACADEMIC NON-RESEARCH | MAIN | ACAD | ACTIVE | OWNED | 148 POWER ST | PROVIDENCE, RI 02912 | 17-261 | 1966-01-01 | 10125 | 8841 | SOUTH-EAST
STIMSON002 | 100196 | STIMSON AVE 002 | BIOMED | MAIN | ACAD | ACTIVE | OWNED | 2 STIMSON AVE | PROVIDENCE, RI 02912 | 11-110 |  | 15724 | 13078 | ATH-WEST
STVNSNSHED | 100244 | STEVENSON FIELD SHED | UNASSIGNED | MAIN | ATHLETICS | ACTIVE | OWNED | 235 HOPE ST | PROVIDENCE, RI 02912 | - |  | 198 | 175 | N/A
TFGREEN | 100241 | T.F. GREEN HALL | STUDENT LIFE | MAIN | STUDENT AC | ACTIVE | OWNED | 7 YOUNG ORCHARD ST | PROVIDENCE, RI 02912 | 13-147 | 1959-01-01 | 15984 | 13848 | SOUTH-EAST
THAYER135 | 100289 | THAYER ST 135 | ACADEMIC NON-RESEARCH | MAIN | ACAD | ACTIVE | OWNED | 135 THAYER ST | PROVIDENCE, RI 02912 | 12-374 | 1928-01-01 | 10474 | 7283 | WRISTON-EAST
THAYER271 | 100318 | THAYER ST 271 | UNASSIGNED | MAIN | COMMERCIAL | ACTIVE | OWNED | 271 THAYER ST | PROVIDENCE, RI 02912 | 013-0030 | 1994-01-01 | 10954 | 9773 | N/A
THAYER272 | 100324 | THAYER ST 272 | UNASSIGNED | MAIN | COMMERCIAL | ACTIVE | OWNED | 272 THAYER ST | PROVIDENCE, RI 02903 | 10-302 | 1976-01-01 | 13562 | 11694 | N/A
THAYER307 | 100024 | THAYER ST 307 | UNASSIGNED | MAIN | COMMERCIAL | ACTIVE | OWNED | 307 THAYER ST | PROVIDENCE, RI 02912 | 13-292 |  | 2993 | 2637 | ATH-WEST
THAYER315 | 100051 | THAYER ST 315 | DORMITORY | MAIN | RES HALL | ACTIVE | OWNED | 315 THAYER ST | PROVIDENCE, RI 02912 | 13-016 | 1910-01-01 | 24194 | 18797 | ATH-WEST
TOCKWOTTEN | 100224 | STOCKROOM - TOCKWOTTEN ST 271 | ACADEMIC NON-RESEARCH | MAIN | ACAD | ACTIVE | OWNED | 271 TOCKWOTTEN ST | PROVIDENCE, RI 02912 | 17-069 | 1950-01-01 | 21313 | 19327 | OFF-CAMPUS
UEL | 100211 | URBAN ENVIRONMENTAL LAB | ACADEMIC NON-RESEARCH | MAIN | ACAD | ACTIVE | OWNED | 135 ANGELL ST | PROVIDENCE, RI 02912 | 12-162 | 1984-01-01 | 7772 | 6559 | BIOMED
UHALL | 100182 | UNIVERSITY HALL | ADMIN/SUPPORT | MAIN | ADMIN | ACTIVE | OWNED | 1 PROSPECT ST | PROVIDENCE, RI 02912 | 12-249 |  | 37099 | 29276 | MAIN GREEN
VERN-WOOL | 100012 | VERNEY-WOOLLEY HALL: PEMBROKE QUAD | STUDENT LIFE | MAIN | DINING | ACTIVE | OWNED | 204 MEETING ST | PROVIDENCE, RI 02912 | 10-649 | 1960-01-01 | 5949 | 5486 | PEMBROKE
VGQUADA | 100036 | VARTAN GREGORIAN QUAD A | DORMITORY | MAIN | RES HALL | ACTIVE | OWNED | 103 THAYER ST | PROVIDENCE, RI 02912 | 16-642 | 1991-01-01 | 94663 | 79604 | SOUTH-EAST
VGQUADB | 100061 | VARTAN GREGORIAN QUAD B | DORMITORY | MAIN | RES HALL | ACTIVE | OWNED | 101 THAYER ST | PROVIDENCE, RI 02912 | 16-642 | 1991-01-01 | 55238 | 47286 | SOUTH-EAST
WALTERHALL | 100100 | WALTER HALL | BIOMED | MAIN | ACAD | ACTIVE | OWNED | 80 WATERMAN ST | PROVIDENCE, RI 02912 | 12-159A |  | 10189 | 7785 | BIOMED
WATER070 | 100125 | WATERMAN ST 070 | ACADEMIC NON-RESEARCH | MAIN | ACAD | ACTIVE | OWNED | 70 WATERMAN ST | PROVIDENCE, RI 02912 | 12-203 |  | 8098 | 6563 | BIOMED-WEST
WATER085 | 100274 | WATERMAN ST 085 | ACADEMIC RESEARCH | MAIN | ACAD | ACTIVE | OWNED | 85 WATERMAN ST | PROVIDENCE, RI 02912 | 12-249I | 1958-01-01 | 51019 | 44768 | MAIN GREEN
WATER086 | 100154 | WATERMAN ST 086 | AUXILIARY | MAIN | AUXILIARY | ACTIVE | OWNED | 86 WATERMAN ST | PROVIDENCE, RI 02912 | 12-196 |  | 7297 | 6037 | BIOMED
WATER094 | 100293 | WATERMAN ST 094 | ACADEMIC NON-RESEARCH | MAIN | ACAD | ACTIVE | OWNED | 94 WATERMAN ST | PROVIDENCE, RI 02912 | 12-192 |  | 6645 | 5030 | BIOMED
WATER125-7 | 100197 | WATERMAN ST 125-127 | AUXILIARY | MAIN | AUXILIARY | ACTIVE | OWNED | 125 WATERMAN ST | PROVIDENCE, RI 02912 | 13-271 |  | 12962 | 10958 | MAIN GREEN-EAST
WATER131 | 100255 | WATERMAN ST 131 | ACADEMIC NON-RESEARCH | MAIN | ACAD | ACTIVE | OWNED | 131 WATERMAN ST | PROVIDENCE, RI 02912 | 13-082 |  | 5575 | 4592 | MAIN GREEN-EAST
WATER133 | 100290 | WATERMAN ST 133 | ACADEMIC NON-RESEARCH | MAIN | ACAD | ACTIVE | OWNED | 133 WATERMAN ST | PROVIDENCE, RI 02912 | 13-083 |  | 5255 | 4506 | MAIN GREEN-EAST
WATER137 | 100025 | WATERMAN ST 137 | ACADEMIC NON-RESEARCH | MAIN | ACAD | ACTIVE | OWNED | 137 WATERMAN ST | PROVIDENCE, RI 02912 | 13-083; 13-085 | 1910-01-01 | 2672 | 2372 | MAIN GREEN-EAST
WATSONCIT | 100073 | WATSON CENTER FOR INFORMATION TECH | ACADEMIC NON-RESEARCH | MAIN | ACAD | ACTIVE | OWNED | 115 WATERMAN ST | PROVIDENCE, RI 02912 | 12-271 | 1988-01-01 | 110559 | 105042 | MAIN GREEN-EAST
WATSONEXP | 100333 | NEW BLDG - WATSON EXPANSION | - | MAIN | ACAD | DESIGN | AFFILIATED | TBD | - | - |  |  |  | MAIN GREEN-EAST
WATSONINS | 100155 | WATSON INSTITUTE | ACADEMIC RESEARCH | MAIN | ACAD | ACTIVE | OWNED | 111 THAYER ST | PROVIDENCE, RI 02912 | 12-489 | 2002-01-01 | 52860 | 45651 | WRISTON-EAST
WAYLAND | 100088 | WAYLAND HOUSE: WRISTON QUAD | DORMITORY | MAIN | RES HALL | ACTIVE | OWNED | 31 BROWN ST | PROVIDENCE, RI 02912 | 12-456 | 1951-01-01 | 54586 | 44911 | WRISTON
WESTHSE | 100183 | WEST HOUSE | DORMITORY | MAIN | RES HALL | ACTIVE | OWNED | 91 BROWN ST | PROVIDENCE, RI 02912 | 10-333 |  | 4622 | 3793 | PEMBROKE
WILBOUR | 100062 | WILBOUR HALL | ACADEMIC NON-RESEARCH | MAIN | ACAD | ACTIVE | OWNED | 2 PROSPECT ST | PROVIDENCE, RI 02912 | 12-241B |  | 9335 | 7697 | MAIN GREEN-WEST
WILSONHALL | 100013 | WILSON HALL | ACADEMIC NON-RESEARCH | MAIN | ACAD | ACTIVE | OWNED | 90 GEORGE ST | PROVIDENCE, RI 02912 | 12-249X |  | 25119 | 20048 | MAIN GREEN
WOOLLEYHAL | 100126 | WOOLLEY HALL: PEMBROKE QUAD | DORMITORY | MAIN | RES HALL | ACTIVE | OWNED | 202 MEETING ST | PROVIDENCE, RI 02912 | 10-649J | 1963-01-01 | 47255 | 41704 | PEMBROKE
YO002 | 100198 | YOUNG ORCHARD AVE 002 | DORMITORY | MAIN | RES HALL | ACTIVE | OWNED | 2 YOUNG ORCHARD AVE | PROVIDENCE, RI 02912 | 17-604 | 1973-01-01 | 18984 | 15784 | SOUTH-EAST
YO004 | 100226 | YOUNG ORCHARD AVE 004 | DORMITORY | MAIN | RES HALL | ACTIVE | OWNED | 4 YOUNG ORCHARD AVE | PROVIDENCE, RI 02912 | 17-169 | 1973-01-01 | 19017 | 16552 | SOUTH-EAST
YO010 | 100242 | YOUNG ORCHARD AVE 010 | DORMITORY | MAIN | RES HALL | ACTIVE | OWNED | 10 YOUNG ORCHARD AVE | PROVIDENCE, RI 02912 | 17-605 | 1973-01-01 | 18968 | 16518 | SOUTH-EAST

## Status ref (hidden)
EQ_STATUS | DESCRIPTION | EQ_CONDITION | DESCRIPTION | EQ_CRITICALITY | COMMENTS
NEW | NEW INSTALLATION/REFURBISHED OR ALTERED | 1-VERYGOOD | NEW (<2YRS OLD), RELIABLE IN PERFECT CONDITION | 1 | CRITICAL
INACTIVE/STANDBY | INACTIVE (OFFLINE/ABANDONED/BACKUP/STANDBY) | 2-GOOD | FUNCTIONING NORMAL MAINTENANCE | 2 | ESSENTIAL
RETIRED/REMOVED | DEMOLISHED/REMOVED | 3-FAIR | FUNCTIONING IN NEED OF REPAIR | 3 | NON-CRITICAL
|  | 4-POOR | RELIABILITY ISSUES RISK OF FAILURE